## 1안
* 정보입력 란
평가기관 : | (주)에스케이테크 | 평가종류 : | 정기검사 |  |  | 완/미완 선택 : | 미완
내부심사 :
컨설팅 :
직전 평가반 : | 권혁상 | 조희곤 | 길태준 | 유인목
평가일 :
* 평가반 구성 안
역할 | 회사/기관명 | 성명 | 연락처 | 이메일 | 중분류 | 주소 | 비고
평가반장 | [6 empty] | 소재지
기술평가사 | [6 empty] | 소재지
기술평가사 | [6 empty] | 소재지
기관정보 |  |  |  | 주소정보
담당자명 | 현대호 |  |  | 소재지 | 경기도 남양주시 와부읍 글개울로81번길 88
담당자연락처 | 031-576-2204 |  |  | 소재지-1
담당자이메일 | sktech@skemc.co.kr |  |  | 소재지-2
순번 | 대분류 코드 | 측정분야(대분류) | 중분류 코드 | 측정분야(중분류) | 제품 및 물질 | 제품 및 물질(영문) | 분류 | 규격코드 | 규격명 | 구성요소,특성(시험범위)(한글) | 이력항목 | 연도 | 규격코드(영문) | 규격명(영문) | 구성요소,특성(시험범위)(영문) | 현장시험가능항목 | 사업장구분
1 | 03 | 전기시험 | 005 | 계측기기 | 계측기기 | Measuring instruments | 기타 | EN 61010-1:2001 | Safety requirements for electrical equipment for measurement, control, and laboratory use - Part 1: General requirements [Exception] 6.7.1.2 Creepage distances -only subclause of CTI value 10.5.3 Insulating material -Vicat softening test only 11.6 Specially protected equipment 11.7 Fluid pressure and leakage 12.3 Ultraviolet (UV) radiation 12.4 Microwave Radiation 12.5 Sonic and ultrasonic pressure 12.6 Laser sources 13.2.3 Implosion of cathode ray tubes 13.2.4 Equipment rated for high pressures Annex G (informative) Leakage and rupture from fluids under pressure Annex H (normative) Qualification of conformal coatings for protection against POLLUTION Annex J (informative) RISK assessment | Input Voltage: (0 ∼ 300) V Frequency: (50 ∼ 60) Hz Current: (0 ∼ 20) A Dielectric Strength: Max. 5 kV Temperature rise: (0 ∼ 200) °C Oven: Max. 200 °C Humidity: Max. 95 % R.H. | 기존 | 2020 | EN 61010-1:2001 | Safety requirements for electrical equipment for measurement, control, and laboratory use - Part 1: General requirements [Exception] 6.7.1.2 Creepage distances -only subclause of CTI value 10.5.3 Insulating material -Vicat softening test only 11.6 Specially protected equipment 11.7 Fluid pressure and leakage 12.3 Ultraviolet (UV) radiation 12.4 Microwave Radiation 12.5 Sonic and ultrasonic pressure 12.6 Laser sources 13.2.3 Implosion of cathode ray tubes 13.2.4 Equipment rated for high pressures Annex G (informative) Leakage and rupture from fluids under pressure Annex H (normative) Qualification of conformal coatings for protection against POLLUTION Annex J (informative) RISK assessment | Input Voltage: (0 ∼ 300) V Frequency: (50 ∼ 60) Hz Current: (0 ∼ 20) A Dielectric Strength: Max. 5 kV Temperature rise: (0 ∼ 200) °C Oven: Max. 200 °C Humidity: Max. 95 % R.H. | N | 소재지
2 | 03 | 전기시험 | 005 | 계측기기 | 계측기기 | Measuring instruments | 기타 | EN 61010-1:2010 | Safety requirements for electrical equipment for measurement, control, and laboratory use - Part 1: General requirements [Exception] 6.7.1.3 Creepage distances -only subclause of CTI value 10.5.3 Insulating material -Vicat softening test only 11.6 Specially protected equipment 11.7 Fluid pressure and leakage 12.3 Ultraviolet (UV) radiation 12.4 Microwave Radiation 12.5 Sonic and ultrasonic pressure 12.6 Laser sources 13.2.3 Implosion of cathode ray tubes 16 HAZARDS Resulting from application 17 Risk assessment Annex G (informative) Leakage and rupture from fluids under pressure Annex H (normative) Qualification of conformal coatings for protection against POLLUTION Annex J (informative) RISK assessment | Input Voltage: (0 ∼ 300) V Frequency: (50 ∼ 60) Hz Current: (0 ∼ 20) A Dielectric Strength: Max. 5 kV Temperature rise: (0 ∼ 200) °C Oven: Max. 200 °C Humidity: Max. 95 % R.H. | 기존 | 2020 | EN 61010-1:2010 | Safety requirements for electrical equipment for measurement, control, and laboratory use - Part 1: General requirements [Exception] 6.7.1.3 Creepage distances -only subclause of CTI value 10.5.3 Insulating material -Vicat softening test only 11.6 Specially protected equipment 11.7 Fluid pressure and leakage 12.3 Ultraviolet (UV) radiation 12.4 Microwave Radiation 12.5 Sonic and ultrasonic pressure 12.6 Laser sources 13.2.3 Implosion of cathode ray tubes 16 HAZARDS Resulting from application 17 Risk assessment Annex G (informative) Leakage and rupture from fluids under pressure Annex H (normative) Qualification of conformal coatings for protection against POLLUTION Annex J (informative) RISK assessment | Input Voltage: (0 ∼ 300) V Frequency: (50 ∼ 60) Hz Current: (0 ∼ 20) A Dielectric Strength: Max. 5 kV Temperature rise: (0 ∼ 200) °C Oven: Max. 200 °C Humidity: Max. 95 % R.H. | N | 소재지
3 | 03 | 전기시험 | 005 | 계측기기 | 계측기기 | Measuring instruments | 기타 | EN 61010-1:2010+A1:2019 | Safety requirements for electrical equipment for measurement, control, and laboratory use - Part 1: General requirements [Exception] 6.7.1.3 Creepage distances -only subclause of CTI value 10.5.3 Insulating material -Vicat softening test only 11.6 Specially protected equipment 11.7 Fluid pressure and leakage 12.3 Optical radiation 12.4 Microwave Radiation 12.5 Sonic and ultrasonic pressure 12.6 Laser sources 13.2.3 Implosion of cathode ray tubes 16 HAZARDS Resulting from application 17 Risk assessment Annex G (informative) Leakage and rupture from fluids under pressure Annex H (normative) Qualification of conformal coatings for protection against POLLUTION Annex J (informative) RISK assessment | Input Voltage: (0 ∼ 300) V Frequency: (50 ∼ 60) Hz Current: (0 ∼ 20) A Dielectric Strength: Max. 5 kV Temperature rise: (0 ∼ 200) °C Oven: Max. 200 °C Humidity: Max. 95 % R.H. | 기존 | 2020 | EN 61010-1:2010+A1:2019 | Safety requirements for electrical equipment for measurement, control, and laboratory use - Part 1: General requirements [Exception] 6.7.1.3 Creepage distances -only subclause of CTI value 10.5.3 Insulating material -Vicat softening test only 11.6 Specially protected equipment 11.7 Fluid pressure and leakage 12.3 Optical radiation 12.4 Microwave Radiation 12.5 Sonic and ultrasonic pressure 12.6 Laser sources 13.2.3 Implosion of cathode ray tubes 16 HAZARDS Resulting from application 17 Risk assessment Annex G (informative) Leakage and rupture from fluids under pressure Annex H (normative) Qualification of conformal coatings for protection against POLLUTION Annex J (informative) RISK assessment | Input Voltage: (0 ∼ 300) V Frequency: (50 ∼ 60) Hz Current: (0 ∼ 20) A Dielectric Strength: Max. 5 kV Temperature rise: (0 ∼ 200) °C Oven: Max. 200 °C Humidity: Max. 95 % R.H. | N | 소재지
4 | 03 | 전기시험 | 005 | 계측기기 | 계측기기 | Measuring instruments | 기타 | EN 61010-2-081:2002 | Safety requirements for electrical equipment for measurement, control and laboratory use - Part 2-081: Particular requirements for automatic and semi-automatic laboratory equipment for analysis and other purposes | Input Voltage: (0 ∼ 300) V Frequency: (50 ∼ 60) Hz Current: (0 ∼ 20) A Dielectric Strength: Max. 5 kV Temperature rise: (0 ∼ 200) °C Oven: Max. 200 °C Humidity: Max. 95 % R.H. | 기존 | 2020 | EN 61010-2-081:2002 | Safety requirements for electrical equipment for measurement, control and laboratory use - Part 2-081: Particular requirements for automatic and semi-automatic laboratory equipment for analysis and other purposes | Input Voltage: (0 ∼ 300) V Frequency: (50 ∼ 60) Hz Current: (0 ∼ 20) A Dielectric Strength: Max. 5 kV Temperature rise: (0 ∼ 200) °C Oven: Max. 200 °C Humidity: Max. 95 % R.H. | N | 소재지
5 | 03 | 전기시험 | 005 | 계측기기 | 계측기기 | Measuring instruments | 기타 | EN 61010-2-081:2002+A1:2003 | Safety requirements for electrical equipment for measurement, control and laboratory use - Part 2-081: Particular requirements for automatic and semi-automatic laboratory equipment for analysis and other purposes | Input Voltage: (0 ∼ 300) V Frequency: (50 ∼ 60) Hz Current: (0 ∼ 20) A Dielectric Strength: Max. 5 kV Temperature rise: (0 ∼ 200) °C Oven: Max. 200 °C Humidity: Max. 95 % R.H. | 기존 | 2020 | EN 61010-2-081:2002/A1:2003 | Safety requirements for electrical equipment for measurement, control and laboratory use - Part 2-081: Particular requirements for automatic and semi-automatic laboratory equipment for analysis and other purposes | Input Voltage: (0 ∼ 300) V Frequency: (50 ∼ 60) Hz Current: (0 ∼ 20) A Dielectric Strength: Max. 5 kV Temperature rise: (0 ∼ 200) °C Oven: Max. 200 °C Humidity: Max. 95 % R.H. | N | 소재지
6 | 03 | 전기시험 | 005 | 계측기기 | 계측기기 | Measuring instruments | 기타 | EN 61010-2-081:2015 | Safety requirements for electrical equipment for measurement, control and laboratory use - Part 2-081: Particular requirements for automatic and semi-automatic laboratory equipment for analysis and other purposes | Input Voltage: (0 ∼ 300) V Frequency: (50 ∼ 60) Hz Current: (0 ∼ 20) A Dielectric Strength: Max. 5 kV Temperature rise: (0 ∼ 200) °C Oven: Max. 200 °C Humidity: Max. 95 % R.H. | 기존 | 2020 | EN 61010-2-081:2015 | Safety requirements for electrical equipment for measurement, control and laboratory use - Part 2-081: Particular requirements for automatic and semi-automatic laboratory equipment for analysis and other purposes | Input Voltage: (0 ∼ 300) V Frequency: (50 ∼ 60) Hz Current: (0 ∼ 20) A Dielectric Strength: Max. 5 kV Temperature rise: (0 ∼ 200) °C Oven: Max. 200 °C Humidity: Max. 95 % R.H. | N | 소재지
7 | 03 | 전기시험 | 005 | 계측기기 | 계측기기 | Measuring instruments | 기타 | EN 61010-2-101:2002 | Safety requirements for electrical equipment for measurement, control and laboratory use - Part 2-101: Particular requirements for in vitro diagnostic (IVD) medical equipment | Input Voltage: (0 ∼ 300) V Frequency: (50 ∼ 60) Hz Current: (0 ∼ 20) A Dielectric Strength: Max. 5 kV Temperature rise: (0 ∼ 200) °C Oven: Max. 200 °C Humidity: Max. 95 % R.H. | 기존 | 2020 | EN 61010-2-101:2002 | Safety requirements for electrical equipment for measurement, control and laboratory use - Part 2-101: Particular requirements for in vitro diagnostic (IVD) medical equipment | Input Voltage: (0 ∼ 300) V Frequency: (50 ∼ 60) Hz Current: (0 ∼ 20) A Dielectric Strength: Max. 5 kV Temperature rise: (0 ∼ 200) °C Oven: Max. 200 °C Humidity: Max. 95 % R.H. | N | 소재지
8 | 03 | 전기시험 | 005 | 계측기기 | 계측기기 | Measuring instruments | 기타 | EN 61010-2-101:2017 | Safety requirements for electrical equipment for measurement, control and laboratory use - Part 2-101: Particular requirements for in vitro diagnostic (IVD) medical equipment | Input Voltage: (0 ∼ 300) V Frequency: (50 ∼ 60) Hz Current: (0 ∼ 20) A Dielectric Strength: Max. 5 kV Temperature rise: (0 ∼ 200) °C Oven: Max. 200 °C Humidity: Max. 95 % R.H. | 기존 | 2020 | EN 61010-2-101:2017 | Safety requirements for electrical equipment for measurement, control and laboratory use - Part 2-101: Particular requirements for in vitro diagnostic (IVD) medical equipment | Input Voltage: (0 ∼ 300) V Frequency: (50 ∼ 60) Hz Current: (0 ∼ 20) A Dielectric Strength: Max. 5 kV Temperature rise: (0 ∼ 200) °C Oven: Max. 200 °C Humidity: Max. 95 % R.H. | N | 소재지
9 | 03 | 전기시험 | 005 | 계측기기 | 계측기기 | Measuring instruments | IEC | IEC 61010-1:2001 | Safety requirements for electrical equipment for measurement, control, and laboratory use - Part 1: General requirements [Exception] 6.7.1.2 Creepage distances -only subclause of CTI value 10.5.3 Insulating material -Vicat softening test only 11.6 Specially protected equipment 11.7 Fluid pressure and leakage 12.3 Ultraviolet (UV) radiation 12.4 Microwave Radiation 12.5 Sonic and ultrasonic pressure 12.6 Laser sources 13.2.3 Implosion of cathode ray tubes 13.2.4 Equipment rated for high pressures Annex G (informative) Leakage and rupture from fluids under pressure Annex H (normative) Qualification of conformal coatings for protection against POLLUTION Annex J (informative) RISK assessment | Input Voltage: (0 ∼ 300) V Frequency: (50 ∼ 60) Hz Current: (0 ∼ 20) A Dielectric Strength: Max. 5 kV Temperature rise: (0 ∼ 200) °C Oven: Max. 200 °C Humidity: Max. 95 % R.H. | 기존 | 2020 | IEC 61010-1:2001 | Safety requirements for electrical equipment for measurement, control, and laboratory use - Part 1: General requirements [Exception] 6.7.1.2 Creepage distances -only subclause of CTI value 10.5.3 Insulating material -Vicat softening test only 11.6 Specially protected equipment 11.7 Fluid pressure and leakage 12.3 Ultraviolet (UV) radiation 12.4 Microwave Radiation 12.5 Sonic and ultrasonic pressure 12.6 Laser sources 13.2.3 Implosion of cathode ray tubes 13.2.4 Equipment rated for high pressures Annex G (informative) Leakage and rupture from fluids under pressure Annex H (normative) Qualification of conformal coatings for protection against POLLUTION Annex J (informative) RISK assessment | Input Voltage: (0 ∼ 300) V Frequency: (50 ∼ 60) Hz Current: (0 ∼ 20) A Dielectric Strength: Max. 5 kV Temperature rise: (0 ∼ 200) °C Oven: Max. 200 °C Humidity: Max. 95 % R.H. | N | 소재지
10 | 03 | 전기시험 | 005 | 계측기기 | 계측기기 | Measuring instruments | IEC | IEC 61010-1:2010 | Safety requirements for electrical equipment for measurement, control, and laboratory use - Part 1: General requirements [Exception] 6.7.1.3 Creepage distances -only subclause of CTI value 10.5.3 Insulating material -Vicat softening test only 11.6 Specially protected equipment 11.7 Fluid pressure and leakage 12.3 Ultraviolet (UV) radiation 12.4 Microwave Radiation 12.5 Sonic and ultrasonic pressure 12.6 Laser sources 13.2.3 Implosion of cathode ray tubes 16 HAZARDS Resulting from application 17 Risk assessment Annex G (informative) Leakage and rupture from fluids under pressure Annex H (normative) Qualification of conformal coatings for protection against POLLUTION Annex J (informative) RISK assessment | Input Voltage: (0 ∼ 300) V Frequency: (50 ∼ 60) Hz Current: (0 ∼ 20) A Dielectric Strength: Max. 5 kV Temperature rise: (0 ∼ 200) °C Oven: Max. 200 °C Humidity: Max. 95 % R.H. | 기존 | 2020 | IEC 61010-1:2010 | Safety requirements for electrical equipment for measurement, control, and laboratory use - Part 1: General requirements [Exception] 6.7.1.3 Creepage distances -only subclause of CTI value 10.5.3 Insulating material -Vicat softening test only 11.6 Specially protected equipment 11.7 Fluid pressure and leakage 12.3 Ultraviolet (UV) radiation 12.4 Microwave Radiation 12.5 Sonic and ultrasonic pressure 12.6 Laser sources 13.2.3 Implosion of cathode ray tubes 16 HAZARDS Resulting from application 17 Risk assessment Annex G (informative) Leakage and rupture from fluids under pressure Annex H (normative) Qualification of conformal coatings for protection against POLLUTION Annex J (informative) RISK assessment | Input Voltage: (0 ∼ 300) V Frequency: (50 ∼ 60) Hz Current: (0 ∼ 20) A Dielectric Strength: Max. 5 kV Temperature rise: (0 ∼ 200) °C Oven: Max. 200 °C Humidity: Max. 95 % R.H. | N | 소재지
11 | 03 | 전기시험 | 005 | 계측기기 | 계측기기 | Measuring instruments | IEC | IEC 61010-1:2010+A1:2016 | Safety requirements for electrical equipment for measurement, control, and laboratory use - Part 1: General requirements [Exception] 6.7.1.3 Creepage distances -only subclause of CTI value 10.5.3 Insulating material -Vicat softening test only 11.6 Specially protected equipment 11.7 Fluid pressure and leakage 12.3 Optical radiation 12.4 Microwave Radiation 12.5 Sonic and ultrasonic pressure 12.6 Laser sources 13.2.3 Implosion of cathode ray tubes 16 HAZARDS Resulting from application 17 Risk assessment Annex G (informative) Leakage and rupture from fluids under pressure Annex H (normative) Qualification of conformal coatings for protection against POLLUTION Annex J (informative) RISK assessment | Input Voltage: (0 ∼ 300) V Frequency: (50 ∼ 60) Hz Current: (0 ∼ 20) A Dielectric Strength: Max. 5 kV Temperature rise: (0 ∼ 200) °C Oven: Max. 200 °C Humidity: Max. 95 % R.H. | 기존 | 2020 | IEC 61010-1:2010+A1:2016 | Safety requirements for electrical equipment for measurement, control, and laboratory use - Part 1: General requirements [Exception] 6.7.1.3 Creepage distances -only subclause of CTI value 10.5.3 Insulating material -Vicat softening test only 11.6 Specially protected equipment 11.7 Fluid pressure and leakage 12.3 Optical radiation 12.4 Microwave Radiation 12.5 Sonic and ultrasonic pressure 12.6 Laser sources 13.2.3 Implosion of cathode ray tubes 16 HAZARDS Resulting from application 17 Risk assessment Annex G (informative) Leakage and rupture from fluids under pressure Annex H (normative) Qualification of conformal coatings for protection against POLLUTION Annex J (informative) RISK assessment | Input Voltage: (0 ∼ 300) V Frequency: (50 ∼ 60) Hz Current: (0 ∼ 20) A Dielectric Strength: Max. 5 kV Temperature rise: (0 ∼ 200) °C Oven: Max. 200 °C Humidity: Max. 95 % R.H. | N | 소재지
12 | 03 | 전기시험 | 005 | 계측기기 | 계측기기 | Measuring instruments | IEC | IEC 61010-2-081:2001+A1:2003 | Safety requirements for electrical equipment for measurement, control and laboratory use - Part 2-081: Particular requirements for automatic and semi-automatic laboratory equipment for analysis and other purposes | Input Voltage: (0 ∼ 300) V Frequency: (50 ∼ 60) Hz Current: (0 ∼ 20) A Dielectric Strength: Max. 5 kV Temperature rise: (0 ∼ 200) °C Oven: Max. 200 °C Humidity: Max. 95 % R.H. | 기존 | 2020 | IEC 61010-2-081:2001+A1:2003 | Safety requirements for electrical equipment for measurement, control and laboratory use - Part 2-081: Particular requirements for automatic and semi-automatic laboratory equipment for analysis and other purposes | Input Voltage: (0 ∼ 300) V Frequency: (50 ∼ 60) Hz Current: (0 ∼ 20) A Dielectric Strength: Max. 5 kV Temperature rise: (0 ∼ 200) °C Oven: Max. 200 °C Humidity: Max. 95 % R.H. | N | 소재지
13 | 03 | 전기시험 | 005 | 계측기기 | 계측기기 | Measuring instruments | IEC | IEC 61010-2-081:2015 | Safety requirements for electrical equipment for measurement, control and laboratory use - Part 2-081: Particular requirements for automatic and semi-automatic laboratory equipment for analysis and other purposes | Input Voltage: (0 ∼ 300) V Frequency: (50 ∼ 60) Hz Current: (0 ∼ 20) A Dielectric Strength: Max. 5 kV Temperature rise: (0 ∼ 200) °C Oven: Max. 200 °C Humidity: Max. 95 % R.H. | 기존 | 2020 | IEC 61010-2-081:2015 | Safety requirements for electrical equipment for measurement, control and laboratory use - Part 2-081: Particular requirements for automatic and semi-automatic laboratory equipment for analysis and other purposes | Input Voltage: (0 ∼ 300) V Frequency: (50 ∼ 60) Hz Current: (0 ∼ 20) A Dielectric Strength: Max. 5 kV Temperature rise: (0 ∼ 200) °C Oven: Max. 200 °C Humidity: Max. 95 % R.H. | N | 소재지
14 | 03 | 전기시험 | 005 | 계측기기 | 계측기기 | Measuring instruments | IEC | IEC 61010-2-081:2019 | Safety requirements for electrical equipment for measurement, control and laboratory use - Part 2-081: Particular requirements for automatic and semi-automatic laboratory equipment for analysis and other purposes | Input Voltage: (0 ∼ 300) V Frequency: (50 ∼ 60) Hz Current: (0 ∼ 20) A Dielectric Strength: Max. 5 kV Temperature rise: (0 ∼ 200) °C Oven: Max. 200 °C Humidity: Max. 95 % R.H. | 기존 | 2020 | IEC 61010-2-081:2019 | Safety requirements for electrical equipment for measurement, control and laboratory use - Part 2-081: Particular requirements for automatic and semi-automatic laboratory equipment for analysis and other purposes | Input Voltage: (0 ∼ 300) V Frequency: (50 ∼ 60) Hz Current: (0 ∼ 20) A Dielectric Strength: Max. 5 kV Temperature rise: (0 ∼ 200) °C Oven: Max. 200 °C Humidity: Max. 95 % R.H. | N | 소재지
15 | 03 | 전기시험 | 005 | 계측기기 | 계측기기 | Measuring instruments | IEC | IEC 61010-2-101:2002 | Safety requirements for electrical equipment for measurement, control and laboratory use - Part 2-101: Particular requirements for in vitro diagnostic (IVD) medical equipment | Input Voltage: (0 ∼ 300) V Frequency: (50 ∼ 60) Hz Current: (0 ∼ 20) A Dielectric Strength: Max. 5 kV Temperature rise: (0 ∼ 200) °C Oven: Max. 200 °C Humidity: Max. 95 % R.H. | 기존 | 2020 | IEC 61010-2-101:2002 | Safety requirements for electrical equipment for measurement, control and laboratory use - Part 2-101: Particular requirements for in vitro diagnostic (IVD) medical equipment | Input Voltage: (0 ∼ 300) V Frequency: (50 ∼ 60) Hz Current: (0 ∼ 20) A Dielectric Strength: Max. 5 kV Temperature rise: (0 ∼ 200) °C Oven: Max. 200 °C Humidity: Max. 95 % R.H. | N | 소재지
16 | 03 | 전기시험 | 005 | 계측기기 | 계측기기 | Measuring instruments | IEC | IEC 61010-2-101:2015 | Safety requirements for electrical equipment for measurement, control and laboratory use - Part 2-101: Particular requirements for in vitro diagnostic (IVD) medical equipment | Input Voltage: (0 ∼ 300) V Frequency: (50 ∼ 60) Hz Current: (0 ∼ 20) A Dielectric Strength: Max. 5 kV Temperature rise: (0 ∼ 200) °C Oven: Max. 200 °C Humidity: Max. 95 % R.H. | 기존 | 2020 | IEC 61010-2-101:2015 | Safety requirements for electrical equipment for measurement, control and laboratory use - Part 2-101: Particular requirements for in vitro diagnostic (IVD) medical equipment | Input Voltage: (0 ∼ 300) V Frequency: (50 ∼ 60) Hz Current: (0 ∼ 20) A Dielectric Strength: Max. 5 kV Temperature rise: (0 ∼ 200) °C Oven: Max. 200 °C Humidity: Max. 95 % R.H. | N | 소재지
17 | 03 | 전기시험 | 005 | 계측기기 | 계측기기 | Measuring instruments | IEC | IEC 61010-2-101:2018 | Safety requirements for electrical equipment for measurement, control and laboratory use - Part 2-101: Particular requirements for in vitro diagnostic (IVD) medical equipment | Input Voltage: (0 ∼ 300) V Frequency: (50 ∼ 60) Hz Current: (0 ∼ 20) A Dielectric Strength: Max. 5 kV Temperature rise: (0 ∼ 200) °C Oven: Max. 200 °C Humidity: Max. 95 % R.H. | 기존 | 2020 | IEC 61010-2-101:2018 | Safety requirements for electrical equipment for measurement, control and laboratory use - Part 2-101: Particular requirements for in vitro diagnostic (IVD) medical equipment | Input Voltage: (0 ∼ 300) V Frequency: (50 ∼ 60) Hz Current: (0 ∼ 20) A Dielectric Strength: Max. 5 kV Temperature rise: (0 ∼ 200) °C Oven: Max. 200 °C Humidity: Max. 95 % R.H. | N | 소재지
18 | 03 | 전기시험 | 005 | 계측기기 | 계측기기 | Measuring instruments | KS | KS C IEC 61010-1:2010 | 측정, 제어 및 실험실용 전기 기기의 안전요구사항-제1부: 일반요구사항 [제외항목] 6.7.1.3 연면 거리 - CTI와 관련 된 항목 10.5.3 절연재료 -비카트(Vicat) 연화시험 항목 11.6 특별히 보호된 장비 11.7 유체 압력 및 누출 12.3 자외선 (UV) 방사 12.4 전자파 12.5 음파 및 초음파 압력 12.6 레이저 광원 13.2.3 음극선관의 폭발 16 적용 결과로 발생하는 위험 17 위험 평가 부속서 G (참고) 가압 유체의 누출 및 파열 부속서 H (규정) 오염 방지를 위한 등각 코팅의 자격 부속서 J (참고) 위험 평가 | Input Voltage: (0 ∼ 300) V Frequency: (50 ∼ 60) Hz Current: (0 ∼ 20) A Dielectric Strength: Max. 5 kV Temperature rise: (0 ∼ 200) °C Oven: Max. 200 °C Humidity: Max. 95 % R.H. | 기존 | 2020 | KS C IEC 61010-1:2010 | Safety requirements for electrical equipment for measurement, control, and laboratory use - Part 1: General requirements <Exception> 6.7.1.3 Creepage distances -only subclause of CTI value 10.5.3 Insulating material -Vicat softening test only 11.6 Specially protected equipment 11.7 Fluid pressure and leakage 12.3 Ultraviolet (UV) radiation 12.4 Micro wave Radiation 12.5 Sonic and ultrasonic pressure 12.6 Laser sources 13.2.3 Implosion of cathode ray tubes 16 HAZARDS Resulting from app lication 17 Risk assessment Annex G (informative) Leakage and rupture from fluids under pressure Annex H (normative) Qualification of conformal coatings for protection against POLLUTION Annex J (informative) RISK assessment | Input Voltage: (0 ∼ 300) V Frequency: (50 ∼ 60) Hz Current: (0 ∼ 20) A Dielectric Strength: Max. 5 kV Temperature rise: (0 ∼ 200) °C Oven: Max. 200 °C Humidity: Max. 95 % R.H. | N | 소재지
19 | 03 | 전기시험 | 007 | 가정용 전기기기 | 가정용 전기기기 | Electrical machinery for households | 기타 | EN 62368-1:2020 | Audio/video, Information and communication technology equipment – Part 1 : Safety requirments [Exception] 5.4.1.4 / 9.2.5 / Annex E Three phase voltage supply systems 5.4.1.5.3 Thermal cycling test procedure 5.4.1.10 Vicat test B50 of ISO 306 5.4.4.6.5 Mandrel test 5.6.4.1 / Annex R Determination of the overcurrent protective device and circuit 10 Radiations Annex C UV radiation Annex G.5.3.4 Test for FIW Annex G.7 Test equipment according IEC 60227 Annex G.13.6 Coated printed boards Annex G.15 Pressurized liquid filled components Annex J Insulated winding wires for use without interleaved insulation Annex M.7 Risk of explosion from lead acid and NiCd batteries Annex M.8 Protection against internal ignition from external spark sources of batteries with aqueous electrolyte Annex S.3 Flammability test for the bottom of a fire enclosure Annex U Mechanical strength of CRTs and protection against the effects of implosion Annex Y Construction requirements for outdoor enclosures | Input Voltage: Max. 300 V Input Frequency: (50/60) Hz Measuring Voltage: Max. 30 kV Dielectric Strength: Max. 5 kV Current: Max. 20 A Insulation Resistance: Max. 5 000 MΩ Temperature: Max. 200 °C Glow-Wire: Max. 960 °C Humidity: Max. 96 % R.H. Force: Max. 900 N | 기존 | 2022 | EN 62368-1:2020 | Audio/video, Information and communication technology equipment – Part 1 : Safety requirments <Exception> 5.4.1.4 / 9.2.5 / Annex E Three phase voltage supply systems 5.4.1.5.3 Thermal cycling test procedure 5.4.1.10 Vicat test B50 of ISO 306 5.4.4.6.5 Mandrel test 5.6.4.1 / Annex R Determination of the overcurrent protective device and circuit 10 Radiations Annex C UV radiation Annex G.5.3.4 Test for FIW Annex G.7 Test equipment according IEC 60227 Annex G.13.6 Coated printed boards Annex G.15 Pressurized liquid filled components Annex J Insulated winding wires for use without interleaved insulation Annex M.7 Risk of explosion from lead acid and NiCd batteries Annex M.8 Protection against internal ignition from external spark sources of batteries with aqueous electrolyte Annex S.3 Flammability test for the bottom of a fire enclosure Annex U Mechanical strength of CRTs and protection against the effects of implosion Annex Y Construction requirements for outdoor enclosures | Input Voltage: Max. 300 V Input Frequency: (50/60) Hz Measuring Voltage: Max. 30 kV Dielectric Strength: Max. 5 kV Current: Max. 20 A Insulation Resistance: Max. 5 000 MΩ Temperature: Max. 200 °C Glow-Wire: Max. 960 °C Humidity: Max. 96 % R.H. Force: Max. 900 N | N | 소재지
20 | 03 | 전기시험 | 007 | 가정용 전기기기 | 가정용 전기기기 | Electrical machinery for households | 기타 | EN 62368-3:2020 | Audio/video, Information and communication technology equipment – Part 3: Safety aspect for DC power transfer through communication cables and ports | Input Voltage: Max. 300 V Current: Max. 20 A | 기존 | 2022 | EN 62368-3:2020 | Audio/video, Information and communication technology equipment – Part 3: Safety aspect for DC power transfer through communication cables and ports | Input Voltage: Max. 300 V Current: Max. 20 A | N | 소재지
21 | 03 | 전기시험 | 007 | 가정용 전기기기 | 가정용 전기기기 | Electrical machinery for households | IEC | IEC 62368-1:2023 | Audio/video, Information and communication technology equipment – Part 1 : Safety requirments [Exception] 5.4.1.4 / 9.2.5 / Annex E Three phase voltage supply systems 5.4.1.5.3 Thermal cycling test procedure 5.4.1.10 Vicat test B50 of ISO 306 5.4.4.6.5 Mandrel test 5.6.4.1 / Annex R Determination of the overcurrent protective device and circuit 10 Radiations Annex C UV radiation Annex G.5.3.4 Test for FIW Annex G.7 Test equipment according IEC 60227 Annex G.13.6 Coated printed boards Annex G.15 Pressurized liquid filled components Annex J Insulated winding wires for use without interleaved insulation Annex M.7 Risk of explosion from lead acid and NiCd batteries Annex M.8 Protection against internal ignition from external spark sources of batteries with aqueous electrolyte Annex S.3 Flammability test for the bottom of a fire enclosure Annex U Mechanical strength of CRTs and protection against the effects of implosion Annex Y Construction requirements for outdoor enclosures | Input Voltage: Max. 300 V Input Frequency: (50/60) Hz Measuring Voltage: Max. 30 kV Dielectric Strength: Max. 5 kV Current: Max. 20 A Insulation Resistance: Max. 5 000 MΩ Temperature: Max. 200 °C Glow-Wire: Max. 960 °C Humidity: Max. 96 % R.H. Force: Max. 900 N | 기존 | 2023 | IEC 62368-1:2023 | Audio/video, Information and communication technology equipment – Part 1 : Safety requirments [Exception] 5.4.1.4 / 9.2.5 / Annex E Three phase voltage supply systems 5.4.1.5.3 Thermal cycling test procedure 5.4.1.10 Vicat test B50 of ISO 306 5.4.4.6.5 Mandrel test 5.6.4.1 / Annex R Determination of the overcurrent protective device and circuit 10 Radiations Annex C UV radiation Annex G.5.3.4 Test for FIW Annex G.7 Test equipment according IEC 60227 Annex G.13.6 Coated printed boards Annex G.15 Pressurized liquid filled components Annex J Insulated winding wires for use without interleaved insulation Annex M.7 Risk of explosion from lead acid and NiCd batteries Annex M.8 Protection against internal ignition from external spark sources of batteries with aqueous electrolyte Annex S.3 Flammability test for the bottom of a fire enclosure Annex U Mechanical strength of CRTs and protection against the effects of implosion Annex Y Construction requirements for outdoor enclosures | Input Voltage: Max. 300 V Input Frequency: (50/60) Hz Measuring Voltage: Max. 30 kV Dielectric Strength: Max. 5 kV Current: Max. 20 A Insulation Resistance: Max. 5 000 MΩ Temperature: Max. 200 °C Glow-Wire: Max. 960 °C Humidity: Max. 96 % R.H. Force: Max. 900 N | N | 소재지
22 | 03 | 전기시험 | 007 | 가정용 전기기기 | 가정용 전기기기 | Electrical machinery for households | IEC | IEC 62368-1:2018 | Audio/video, Information and communication technology equipment – Part 1 : Safety requirments [Exception] 5.4.1.4 / 9.2.5 / Annex E Three phase voltage supply systems 5.4.1.5.3 Thermal cycling test procedure 5.4.1.10 Vicat test B50 of ISO 306 5.4.4.6.5 Mandrel test 5.6.4.1 / Annex R Determination of the overcurrent protective device and circuit 10 Radiations Annex C UV radiation Annex G.5.3.4 Test for FIW Annex G.7 Test equipment according IEC 60227 Annex G.13.6 Coated printed boards Annex G.15 Pressurized liquid filled components Annex J Insulated winding wires for use without interleaved insulation Annex M.7 Risk of explosion from lead acid and NiCd batteries Annex M.8 Protection against internal ignition from external spark sources of batteries with aqueous electrolyte Annex S.3 Flammability test for the bottom of a fire enclosure Annex U Mechanical strength of CRTs and protection against the effects of implosion Annex Y Construction requirements for outdoor enclosures | Input Voltage: Max. 300 V Input Frequency: (50/60) Hz Measuring Voltage: Max. 30 kV Dielectric Strength: Max. 5 kV Current: Max. 20 A Insulation Resistance: Max. 5 000 MΩ Temperature: Max. 200 °C Glow-Wire: Max. 960 °C Humidity: Max. 96 % R.H. Force: Max. 900 N | 기존 | 2022 | IEC 62368-1:2018 | Audio/video, Information and communication technology equipment – Part 1 : Safety requirments [Exception] 5.4.1.4 / 9.2.5 / Annex E Three phase voltage supply systems 5.4.1.5.3 Thermal cycling test procedure 5.4.1.10 Vicat test B50 of ISO 306 5.4.4.6.5 Mandrel test 5.6.4.1 / Annex R Determination of the overcurrent protective device and circuit 10 Radiations Annex C UV radiation Annex G.5.3.4 Test for FIW Annex G.7 Test equipment according IEC 60227 Annex G.13.6 Coated printed boards Annex G.15 Pressurized liquid filled components Annex J Insulated winding wires for use without interleaved insulation Annex M.7 Risk of explosion from lead acid and NiCd batteries Annex M.8 Protection against internal ignition from external spark sources of batteries with aqueous electrolyte Annex S.3 Flammability test for the bottom of a fire enclosure Annex U Mechanical strength of CRTs and protection against the effects of implosion Annex Y Construction requirements for outdoor enclosures | Input Voltage: Max. 300 V Input Frequency: (50/60) Hz Measuring Voltage: Max. 30 kV Dielectric Strength: Max. 5 kV Current: Max. 20 A Insulation Resistance: Max. 5 000 MΩ Temperature: Max. 200 °C Glow-Wire: Max. 960 °C Humidity: Max. 96 % R.H. Force: Max. 900 N | N | 소재지
23 | 03 | 전기시험 | 007 | 가정용 전기기기 | 가정용 전기기기 | Electrical machinery for households | IEC | IEC 62368-3:2017 | Audio/video, Information and communication technology equipment – Part 3: Safety aspect for DC power transfer through communication cables and ports | Input Voltage: Max. 300 V Current: Max. 20 A | 기존 | 2022 | IEC 62368-3:2017 | Audio/video, Information and communication technology equipment – Part 3: Safety aspect for DC power transfer through communication cables and ports | Input Voltage: Max. 300 V Current: Max. 20 A | N | 소재지
24 | 03 | 전기시험 | 007 | 가정용 전기기기 | 가정용 전기기기 | Electrical machinery for households | 기타 | KC 62368-1:2025-10 | 오디오/비디오 및 정보통신기술기기 - 제1부 : 안전 요구 사항 [제외] 5.4.1.4 / 9.2.5 / 부록 E 3상 전압 공급 시스템 5.4.1.5.3 열순환 시험 절차 5.4.1.10 ISO 306의 Vicat 시험 B50 5.4.4.6.5 맨드렐 시험 5.6.4.1 / 부록 R 과전류 보호 장치 및 회로의 결정 10 방사 Annex C UV 복사 FIW에 대한 부속서 G.5.3.4 시험 부속서 G.7 IEC 60227에 따른 시험 장비 부속서 G.13.6 코팅 인쇄 보드 부속서 G.15 가압 액체 충전 구성 요소 부속서 J 인터리브 절연 없이 사용하기 위한 절연 권선 부록 M.7 납산 및 NiCd 배터리 폭발 위험 부속서 M.8 수용성 전해질이 있는 배터리의 외부 스파크 발생원으로부터의 내부 발화 부속서 S.3 화재 인클로저 바닥에 대한 가연성 시험 부속서 U CRT의 기계적 강도 및 내폭 영향으로부터 보호 부속서 Y 옥외 인클로저의 시공 요건 | 입력 전압: 최대 300 V 입력 주파수: (50/60) Hz 측정 전압: 최대 30 kV 유전 강도: 최대 5 kV 전류: 최대 20 A 절연 저항: 최대 5 000 MΩ 온도: 최대 200 °C 예열-와이어: 최대 960 °C 습도: 최대 96 % R.H. 힘: 최대 900 N | 변경 | 2025 | KC 62368-1:2025-10 | Audio/video, Information and communication technology equipment – Part 1: Safety requirements [Exception] 5.4.1.4 / 9.2.5 / Annex E Three phase voltage supply systems 5.4.1.5.3 Thermal cycling test procedure 5.4.1.10 Vicat test B50 of ISO 306 5.4.4.6.5 Mandrel test 5.6.4.1 / Annex R Determination of the overcurrent protective device and circuit 10 Radiations Annex C UV radiation Annex G.5.3.4 Test for FIW Annex G.7 Test equipment according IEC 60227 Annex G.13.6 Coated printed boards Annex G.15 Pressurized liquid filled components Annex J Insulated winding wires for use without interleaved insulation Annex M.7 Risk of explosion from lead acid and NiCd batteries Annex M.8 Protection against internal ignition from external spark sources of batteries with aqueous electrolyte Annex S.3 Flammability test for the bottom of a fire enclosure Annex U Mechanical strength of CRTs and protection against the effects of implosion Annex Y Construction requirements for outdoor enclosures | Input Voltage: Max. 300 V Input Frequency: (50/60) Hz Measuring Voltage: Max. 30 kV Dielectric Strength: Max. 5 kV Current: Max. 20 A Insulation Resistance: Max. 5 000 MΩ Temperature: Max. 200 °C Glow-Wire: Max. 960 °C Humidity: Max. 96 % R.H. Force: Max. 900 N | N | 소재지
25 | 03 | 전기시험 | 007 | 가정용 전기기기 | 가정용 전기기기 | Electrical machinery for households | 기타 | QCVN 132:2022/BTTTT | National technical regulation on electrical safety requirements for telecommunication and information terminal equipment | Input Voltage: Max. 300 V Input Frequency: (50/60) Hz Measuring Voltage: Max. 30 kV Dielectric Strength: Max. 5 kV Current: Max. 20 A Insulation Resistance: Max. 5 000 MΩ Temperature: Max. 200 °C Glow-Wire: Max. 960 °C Humidity: Max. 96 % R.H. Force: Max. 900 N | 기존 | 2023 | QCVN 132:2022/BTTTT | National technical regulation on electrical safety requirements for telecommunication and information terminal equipment | Input Voltage: Max. 300 V Input Frequency: (50/60) Hz Measuring Voltage: Max. 30 kV Dielectric Strength: Max. 5 kV Current: Max. 20 A Insulation Resistance: Max. 5 000 MΩ Temperature: Max. 200 °C Glow-Wire: Max. 960 °C Humidity: Max. 96 % R.H. Force: Max. 900 N | N | 소재지
26 | 03 | 전기시험 | 007 | 가정용 전기기기 | 가정용 전기기기 | Electrical machinery for households | IEC | IEC 60335-1:2020 | Household and similar electrical appliances – Safety – Part 1: General requirements (Exception) 22.16 Automatic cord reel test 22.32 Oxygen bomb with pressure apparatus 22.46 Software evaluation 32.2 optical radiation hazard Annex B Battery-operated appliances Annex F Capacitor Annex H Switches Annex J Coated printed circuit boards Annex R Software evaluation Annex T UV-C radiation effect on non-metallic materials | 입력전압 : (3 ~ 450) V, 50 A 온도 : 200 ℃ 습도 : 25 ℃, 95 % R.H. 내전압 : 5 kV 누설전류 : 50 mA | 기존 | 2025 | IEC 60335-1:2020 | Household and similar electrical appliances – Safety – Part 1: General requirements (Exception) 22.16 Automatic cord reel test 22.32 Oxygen bomb with pressure apparatus 22.46 Software evaluation 32.2 optical radiation hazard Annex B Battery-operated appliances Annex F Capacitor Annex H Switches Annex J Coated printed circuit boards Annex R Software evaluation Annex T UV-C radiation effect on non-metallic materials | Input : (3 ~ 450) V, 50 A Temperature : 200 ℃ Humidity : 25 ℃, 95 % R.H. Electric strength : 5 kV Leakage current : 50 mA | N | 소재지
27 | 03 | 전기시험 | 007 | 가정용 전기기기 | 가정용 전기기기 | Electrical machinery for households | IEC | IEC 60335-1:2010/AMD2:2016 | Household and similar electrical appliances – Safety – Part 1: General requirements (Exception) 22.16 Automatic cord reel test 22.32 Oxygen bomb with pressure apparatus 22.46 Software evaluation 32.2 optical radiation hazard Annex B Battery-operated appliances Annex F Capacitor Annex H Switches Annex J Coated printed circuit boards Annex R Software evaluation Annex T UV-C radiation effect on non-metallic materials | 입력전압 : (3 ~ 450) V, 50 A 온도 : 200 ℃ 습도 : 25 ℃, 95 % R.H. 내전압 : 5 kV 누설전류 : 50 mA | 기존 | 2025 | IEC 60335-1:2010/AMD2:2016 | Household and similar electrical appliances – Safety – Part 1: General requirements (Exception) 22.16 Automatic cord reel test 22.32 Oxygen bomb with pressure apparatus 22.46 Software evaluation 32.2 optical radiation hazard Annex B Battery-operated appliances Annex F Capacitor Annex H Switches Annex J Coated printed circuit boards Annex R Software evaluation Annex T UV-C radiation effect on non-metallic materials | Input : (3 ~ 450) V, 50 A Temperature : 200 ℃ Humidity : 25 ℃, 95 % R.H. Electric strength : 5 kV Leakage current : 50 mA | N | 소재지
28 | 03 | 전기시험 | 007 | 가정용 전기기기 | 가정용 전기기기 | Electrical machinery for households | 기타 | KC 60335-1:2022-06 | 가정용 및 이와 유사한 전기기기의 안전성 제1부: 일반요구사항 (제외) 22.16 자동식 코드릴 시험 22.46 소프트웨어 평가 32. 오존농도 시험 부속서 F 커패시터 부속서 H 스위치 부속서 R 소프트웨어 평가 부속서 T 비금속 재료에 대한 UV-C 방사 효과 | 입력전압 : (3 ~ 450) V, 50 A 온도 : 200 ℃ 습도 : 25 ℃, 95 % R.H. 내전압 : 5 kV 누설전류 : 50 mA | 기존 | 2025 | KC 60335-1:2022-06 | Household and similar electrical appliances – Safety – Part 1: General requirements (Exception) 22.16 Automatic cord reel test 22.32 Oxygen bomb with pressure apparatus 22.46 Software evaluation 32. Optical radiation hazard Annex F Capacitor Annex H Switches Annex R Software evaluation Annex T UV-C radiation effect on non-metallic materials | Input : (3 ~ 450) V, 50 A Temperature : 200 ℃ Humidity : 25 ℃, 95 % R.H. Electric strength : 5 kV Leakage current : 50 mA | N | 소재지
29 | 03 | 전기시험 | 007 | 가정용 전기기기 | 가정용 전기기기 | Electrical machinery for households | IEC | IEC 60335-2-9:2019 | Household and similar electrical appliances – Safety – Part 2-9: Particular requirements for grills, toasters and similar portable cooking appliances (Exception) 31 Resistance to rusting(Salt mist test) | 입력전압 : (3 ~ 450) V, 50 A 온도 : 200 ℃ 습도 : 25 ℃, 95 % R.H. 내전압 : 5 kV 누설전류 : 50 mA | 기존 | 2025 | IEC 60335-2-9:2019 | Household and similar electrical appliances – Safety – Part 2-9: Particular requirements for grills, toasters and similar portable cooking appliances (Exception) 31 Resistance to rusting(Salt mist test) | Input : (3 ~ 450) V, 50 A Temperature : 200 ℃ Humidity : 25 ℃, 95 % R.H. Electric strength : 5 kV Leakage current : 50 mA | N | 소재지
30 | 03 | 전기시험 | 007 | 가정용 전기기기 | 가정용 전기기기 | Electrical machinery for households | IEC | IEC 60335-2-9:2008/AMD2:2016 | Household and similar electrical appliances – Safety – Part 2-9: Particular requirements for grills, toasters and similar portable cooking appliances (Exception) 31 Resistance to rusting(Salt mist test) | 입력전압 : (3 ~ 450) V, 50 A 온도 : 200 ℃ 습도 : 25 ℃, 95 % R.H. 내전압 : 5 kV 누설전류 : 50 mA | 기존 | 2025 | IEC 60335-2-9:2008/AMD2:2016 | Household and similar electrical appliances – Safety – Part 2-9: Particular requirements for grills, toasters and similar portable cooking appliances (Exception) 31 Resistance to rusting(Salt mist test) | Input : (3 ~ 450) V, 50 A Temperature : 200 ℃ Humidity : 25 ℃, 95 % R.H. Electric strength : 5 kV Leakage current : 50 mA | N | 소재지
31 | 03 | 전기시험 | 007 | 가정용 전기기기 | 가정용 전기기기 | Electrical machinery for households | IEC | IEC 60335-2-9:2008/AMD1:2012 | Household and similar electrical appliances – Safety – Part 2-9: Particular requirements for grills, toasters and similar portable cooking appliances (Exception) 31 Resistance to rusting(Salt mist test) | 입력전압 : (3 ~ 450) V, 50 A 온도 : 200 ℃ 습도 : 25 ℃, 95 % R.H. 내전압 : 5 kV 누설전류 : 50 mA | 기존 | 2025 | IEC 60335-2-9:2008/AMD1:2012 | Household and similar electrical appliances – Safety – Part 2-9: Particular requirements for grills, toasters and similar portable cooking appliances (Exception) 31 Resistance to rusting(Salt mist test) | Input : (3 ~ 450) V, 50 A Temperature : 200 ℃ Humidity : 25 ℃, 95 % R.H. Electric strength : 5 kV Leakage current : 50 mA | N | 소재지
32 | 03 | 전기시험 | 007 | 가정용 전기기기 | 가정용 전기기기 | Electrical machinery for households | IEC | IEC 60335-2-9:2008 | Household and similar electrical appliances – Safety – Part 2-9: Particular requirements for grills, toasters and similar portable cooking appliances (Exception) 31 Resistance to rusting(Salt mist test) | 입력전압 : (3 ~ 450) V, 50 A 온도 : 200 ℃ 습도 : 25 ℃, 95 % R.H. 내전압 : 5 kV 누설전류 : 50 mA | 기존 | 2025 | IEC 60335-2-9:2008 | Household and similar electrical appliances – Safety – Part 2-9: Particular requirements for grills, toasters and similar portable cooking appliances (Exception) 31 Resistance to rusting(Salt mist test) | Input : (3 ~ 450) V, 50 A Temperature : 200 ℃ Humidity : 25 ℃, 95 % R.H. Electric strength : 5 kV Leakage current : 50 mA | N | 소재지
33 | 03 | 전기시험 | 007 | 가정용 전기기기 | 가정용 전기기기 | Electrical machinery for households | 기타 | KC 60335-2-9:2025-10 | 가정용 및 이와 유사한 전기 기기의 안전성－ 제2－9부：그릴, 토스터기 및 이와 유사한 휴대용 조리 기기의 개별 요구 사항 (제외) 31 내부식성(염수 분무 시험) | 입력전압 : (3 ~ 450) V, 50 A 온도 : 200 ℃ 습도 : 25 ℃, 95 % R.H. 내전압 : 5 kV 누설전류 : 50 mA | 변경 | 2025 | KC 60335-2-9:2025-10 | Household and similar electrical appliances – Safety – Part 2-9: Particular requirements for grills, toasters and similar portable cooking appliances (Exception) 31 Resistance to rusting(Salt mist test) | Input : (3 ~ 450) V, 50 A Temperature : 200 ℃ Humidity : 25 ℃, 95 % R.H. Electric strength : 5 kV Leakage current : 50 mA | N | 소재지
34 | 03 | 전기시험 | 007 | 가정용 전기기기 | 가정용 전기기기 | Electrical machinery for households | IEC | IEC 60335-2-15:2024 | Household and similar electrical appliances – Safety – Part 2-15: Particular requirements for appliances for heating liquids | 입력전압 : (3 ~ 450) V, 50 A 온도 : 200 ℃ 습도 : 25 ℃, 95 % R.H. 내전압 : 5 kV 누설전류 : 50 mA | 기존 | 2025 | IEC 60335-2-15:2024 | Household and similar electrical appliances – Safety – Part 2-15: Particular requirements for appliances for heating liquids | Input : (3 ~ 450) V, 50 A Temperature : 200 ℃ Humidity : 25 ℃, 95 % R.H. Electric strength : 5 kV Leakage current : 50 mA | N | 소재지
35 | 03 | 전기시험 | 007 | 가정용 전기기기 | 가정용 전기기기 | Electrical machinery for households | IEC | IEC 60335-2-15:2012/AMD2:2018 | Household and similar electrical appliances – Safety – Part 2-15: Particular requirements for appliances for heating liquids | 입력전압 : (3 ~ 450) V, 50 A 온도 : 200 ℃ 습도 : 25 ℃, 95 % R.H. 내전압 : 5 kV 누설전류 : 50 mA | 기존 | 2025 | IEC 60335-2-15:2012/AMD2:2018 | Household and similar electrical appliances – Safety – Part 2-15: Particular requirements for appliances for heating liquids | Input : (3 ~ 450) V, 50 A Temperature : 200 ℃ Humidity : 25 ℃, 95 % R.H. Electric strength : 5 kV Leakage current : 50 mA | N | 소재지
36 | 03 | 전기시험 | 007 | 가정용 전기기기 | 가정용 전기기기 | Electrical machinery for households | IEC | IEC 60335-2-15:2012/AMD1:2016 | Household and similar electrical appliances – Safety – Part 2-15: Particular requirements for appliances for heating liquids | 입력전압 : (3 ~ 450) V, 50 A 온도 : 200 ℃ 습도 : 25 ℃, 95 % R.H. 내전압 : 5 kV 누설전류 : 50 mA | 기존 | 2025 | IEC 60335-2-15:2012/AMD1:2016 | Household and similar electrical appliances – Safety – Part 2-15: Particular requirements for appliances for heating liquids | Input : (3 ~ 450) V, 50 A Temperature : 200 ℃ Humidity : 25 ℃, 95 % R.H. Electric strength : 5 kV Leakage current : 50 mA | N | 소재지
37 | 03 | 전기시험 | 007 | 가정용 전기기기 | 가정용 전기기기 | Electrical machinery for households | IEC | IEC 60335-2-15:2012 | Household and similar electrical appliances – Safety – Part 2-15: Particular requirements for appliances for heating liquids | 입력전압 : (3 ~ 450) V, 50 A 온도 : 200 ℃ 습도 : 25 ℃, 95 % R.H. 내전압 : 5 kV 누설전류 : 50 mA | 기존 | 2025 | IEC 60335-2-15:2012 | Household and similar electrical appliances – Safety – Part 2-15: Particular requirements for appliances for heating liquids | Input : (3 ~ 450) V, 50 A Temperature : 200 ℃ Humidity : 25 ℃, 95 % R.H. Electric strength : 5 kV Leakage current : 50 mA | N | 소재지
38 | 03 | 전기시험 | 007 | 가정용 전기기기 | 가정용 전기기기 | Electrical machinery for households | 기타 | KC 60335-2-15:2022-02 | 가정용 및 이와 유사한 전기기기의 안전성 제2-15부: 액체가열용 전기기기의 개별요구사항 | 입력전압 : (3 ~ 450) V, 50 A 온도 : 200 ℃ 습도 : 25 ℃, 95 % R.H. 내전압 : 5 kV 누설전류 : 50 mA | 기존 | 2025 | KC 60335-2-15:2022-02 | Household and similar electrical appliances – Safety – Part 2-15: Particular requirements for appliances for heating liquids | Input : (3 ~ 450) V, 50 A Temperature : 200 ℃ Humidity : 25 ℃, 95 % R.H. Electric strength : 5 kV Leakage current : 50 mA | N | 소재지
39 | 03 | 전기시험 | 007 | 가정용 전기기기 | 가정용 전기기기 | Electrical machinery for households | IEC | IEC 60335-2-29:2016/AMD1:2019 | Household and similar electrical appliances – Safety – Part 2-29: Particular requirements for battery chargers (Exception) 21 Mechanical strength(Vibration test) | 입력전압 : (3 ~ 450) V, 50 A 온도 : 200 ℃ 습도 : 25 ℃, 95 % R.H. 내전압 : 5 kV 누설전류 : 50 mA | 기존 | 2025 | IEC 60335-2-29:2016/AMD1:2019 | Household and similar electrical appliances – Safety – Part 2-29: Particular requirements for battery chargers (Exception) 21 Mechanical strength(Vibration test) | Input : (3 ~ 450) V, 50 A Temperature : 200 ℃ Humidity : 25 ℃, 95 % R.H. Electric strength : 5 kV Leakage current : 50 mA | N | 소재지
40 | 03 | 전기시험 | 007 | 가정용 전기기기 | 가정용 전기기기 | Electrical machinery for households | IEC | IEC 60335-2-29:2016 | Household and similar electrical appliances – Safety – Part 2-29: Particular requirements for battery chargers (Exception) 21 Mechanical strength(Vibration test) | 입력전압 : (3 ~ 450) V, 50 A 온도 : 200 ℃ 습도 : 25 ℃, 95 % R.H. 내전압 : 5 kV 누설전류 : 50 mA | 기존 | 2025 | IEC 60335-2-29:2016 | Household and similar electrical appliances – Safety – Part 2-29: Particular requirements for battery chargers (Exception) 21 Mechanical strength(Vibration test) | Input : (3 ~ 450) V, 50 A Temperature : 200 ℃ Humidity : 25 ℃, 95 % R.H. Electric strength : 5 kV Leakage current : 50 mA | N | 소재지
41 | 03 | 전기시험 | 007 | 가정용 전기기기 | 가정용 전기기기 | Electrical machinery for households | 기타 | KC 60335-2-29:2025-05 | 가정용 및 이와 유사한 전기기기의 안전성 제2-29부 : 배터리 충전기의 개별 요구사항 (제외) 21 기계적 강도(진동시험) | 입력전압 : (3 ~ 450) V, 50 A 온도 : 200 ℃ 습도 : 25 ℃, 95 % R.H. 내전압 : 5 kV 누설전류 : 50 mA | 변경 | 2025 | KC 60335-2-29:2025-05 | Household and similar electrical appliances – Safety – Part 2-29: Particular requirements for battery chargers (Exception) 21 Mechanical strength(Vibration test) | Input : (3 ~ 450) V, 50 A Temperature : 200 ℃ Humidity : 25 ℃, 95 % R.H. Electric strength : 5 kV Leakage current : 50 mA | N | 소재지
42 | 03 | 전기시험 | 007 | 가정용 전기기기 | 가정용 전기기기 | Electrical machinery for households | IEC | IEC 60335-2-30:2009/AMD2:2021 | Household and similar electrical appliances – Safety – Part 2-30: Particular requirements for room heaters | 입력전압 : (3 ~ 450) V, 50 A 온도 : 200 ℃ 습도 : 25 ℃, 95 % R.H. 내전압 : 5 kV 누설전류 : 50 mA | 기존 | 2025 | IEC 60335-2-30:2009/AMD2:2021 | Household and similar electrical appliances – Safety – Part 2-30: Particular requirements for room heaters | Input : (3 ~ 450) V, 50 A Temperature : 200 ℃ Humidity : 25 ℃, 95 % R.H. Electric strength : 5 kV Leakage current : 50 mA | N | 소재지
43 | 03 | 전기시험 | 007 | 가정용 전기기기 | 가정용 전기기기 | Electrical machinery for households | IEC | IEC 60335-2-30:2009/AMD1:2016 | Household and similar electrical appliances – Safety – Part 2-30: Particular requirements for room heaters | 입력전압 : (3 ~ 450) V, 50 A 온도 : 200 ℃ 습도 : 25 ℃, 95 % R.H. 내전압 : 5 kV 누설전류 : 50 mA | 기존 | 2025 | IEC 60335-2-30:2009/AMD1:2016 | Household and similar electrical appliances – Safety – Part 2-30: Particular requirements for room heaters | Input : (3 ~ 450) V, 50 A Temperature : 200 ℃ Humidity : 25 ℃, 95 % R.H. Electric strength : 5 kV Leakage current : 50 mA | N | 소재지
44 | 03 | 전기시험 | 007 | 가정용 전기기기 | 가정용 전기기기 | Electrical machinery for households | IEC | IEC 60335-2-30:2009 | Household and similar electrical appliances – Safety – Part 2-30: Particular requirements for room heaters | 입력전압 : (3 ~ 450) V, 50 A 온도 : 200 ℃ 습도 : 25 ℃, 95 % R.H. 내전압 : 5 kV 누설전류 : 50 mA | 기존 | 2025 | IEC 60335-2-30:2009 | Household and similar electrical appliances – Safety – Part 2-30: Particular requirements for room heaters | Input : (3 ~ 450) V, 50 A Temperature : 200 ℃ Humidity : 25 ℃, 95 % R.H. Electric strength : 5 kV Leakage current : 50 mA | N | 소재지
45 | 03 | 전기시험 | 007 | 가정용 전기기기 | 가정용 전기기기 | Electrical machinery for households | 기타 | KC 60335-2-30:2016-02 | Household and similar electrical appliances – Safety – Part 2-30: Particular requirements for room heaters | 입력전압 : (3 ~ 450) V, 50 A 온도 : 200 ℃ 습도 : 25 ℃, 95 % R.H. 내전압 : 5 kV 누설전류 : 50 mA | 기존 | 2025 | KC 60335-2-30:2016-02 | Household and similar electrical appliances – Safety – Part 2-30: Particular requirements for room heaters | Input : (3 ~ 450) V, 50 A Temperature : 200 ℃ Humidity : 25 ℃, 95 % R.H. Electric strength : 5 kV Leakage current : 50 mA | N | 소재지
46 | 03 | 전기시험 | 007 | 가정용 전기기기 | 가정용 전기기기 | Electrical machinery for households | IEC | IEC 60335-2-65:2023 | Household and similar electrical appliances – Safety – Part 2-65: Particular requirements for air-cleaning appliances (Exception) 23.101 Internal wiring(Resistance to UV-C) 31.101 Ozone concentration test 32.102 Radiation test of UV-C radiator | 입력전압 : (3 ~ 450) V, 50 A 온도 : 200 ℃ 습도 : 25 ℃, 95 % R.H. 내전압 : 5 kV 누설전류 : 50 mA | 기존 | 2025 | IEC 60335-2-65:2023 | Household and similar electrical appliances – Safety – Part 2-65: Particular requirements for air-cleaning appliances (Exception) 23.101 Internal wiring(Resistance to UV-C) 31.101 Ozone concentration test 32.102 Radiation test of UV-C radiator | Input : (3 ~ 450) V, 50 A Temperature : 200 ℃ Humidity : 25 ℃, 95 % R.H. Electric strength : 5 kV Leakage current : 50 mA | N | 소재지
47 | 03 | 전기시험 | 007 | 가정용 전기기기 | 가정용 전기기기 | Electrical machinery for households | IEC | IEC 60335-2-65:2002/AMD2:2015 | Household and similar electrical appliances – Safety – Part 2-65: Particular requirements for air-cleaning appliances (Exception) 23.101 Internal wiring(Resistance to UV-C) 31.101 Ozone concentration test 32.102 Radiation test of UV-C radiator | 입력전압 : (3 ~ 450) V, 50 A 온도 : 200 ℃ 습도 : 25 ℃, 95 % R.H. 내전압 : 5 kV 누설전류 : 50 mA | 기존 | 2025 | IEC 60335-2-65:2002/AMD2:2015 | Household and similar electrical appliances – Safety – Part 2-65: Particular requirements for air-cleaning appliances (Exception) 23.101 Internal wiring(Resistance to UV-C) 31.101 Ozone concentration test 32.102 Radiation test of UV-C radiator | Input : (3 ~ 450) V, 50 A Temperature : 200 ℃ Humidity : 25 ℃, 95 % R.H. Electric strength : 5 kV Leakage current : 50 mA | N | 소재지
48 | 03 | 전기시험 | 007 | 가정용 전기기기 | 가정용 전기기기 | Electrical machinery for households | IEC | IEC 60335-2-65:2002/AMD1:2008 | Household and similar electrical appliances – Safety – Part 2-65: Particular requirements for air-cleaning appliances (Exception) 23.101 Internal wiring(Resistance to UV-C) 31.101 Ozone concentration test 32.102 Radiation test of UV-C radiator | 입력전압 : (3 ~ 450) V, 50 A 온도 : 200 ℃ 습도 : 25 ℃, 95 % R.H. 내전압 : 5 kV 누설전류 : 50 mA | 기존 | 2025 | IEC 60335-2-65:2002/AMD1:2008 | Household and similar electrical appliances – Safety – Part 2-65: Particular requirements for air-cleaning appliances (Exception) 23.101 Internal wiring(Resistance to UV-C) 31.101 Ozone concentration test 32.102 Radiation test of UV-C radiator | Input : (3 ~ 450) V, 50 A Temperature : 200 ℃ Humidity : 25 ℃, 95 % R.H. Electric strength : 5 kV Leakage current : 50 mA | N | 소재지
49 | 03 | 전기시험 | 007 | 가정용 전기기기 | 가정용 전기기기 | Electrical machinery for households | IEC | IEC 60335-2-65:2002 | Household and similar electrical appliances – Safety – Part 2-65: Particular requirements for air-cleaning appliances (Exception) 23.101 Internal wiring(Resistance to UV-C) 31.101 Ozone concentration test 32.102 Radiation test of UV-C radiator | 입력전압 : (3 ~ 450) V, 50 A 온도 : 200 ℃ 습도 : 25 ℃, 95 % R.H. 내전압 : 5 kV 누설전류 : 50 mA | 기존 | 2025 | IEC 60335-2-65:2002 | Household and similar electrical appliances – Safety – Part 2-65: Particular requirements for air-cleaning appliances (Exception) 23.101 Internal wiring(Resistance to UV-C) 31.101 Ozone concentration test 32.102 Radiation test of UV-C radiator | Input : (3 ~ 450) V, 50 A Temperature : 200 ℃ Humidity : 25 ℃, 95 % R.H. Electric strength : 5 kV Leakage current : 50 mA | N | 소재지
50 | 03 | 전기시험 | 007 | 가정용 전기기기 | 가정용 전기기기 | Electrical machinery for households | 기타 | KC 60335-2-65:2022-06 | 가정용 및 이와 유사한 전기기기의 안전성 제2-65부: 공기청정기의 개별요구사항 (제외) 23.101 내부 배선(UV-C에 대한 저항성) 31.101 오존 농도 테스트 32.102 UV-C 라디에이터의 방사선 시험 | 입력전압 : (3 ~ 450) V, 50 A 온도 : 200 ℃ 습도 : 25 ℃, 95 % R.H. 내전압 : 5 kV 누설전류 : 50 mA | 기존 | 2025 | KC 60335-2-65:2022-06 | Household and similar electrical appliances – Safety – Part 2-65: Particular requirements for air-cleaning appliances (Exception) 23.101 Internal wiring(Resistance to UV-C) 31.101 Ozone concentration test 32.102 Radiation test of UV-C radiator | Input : (3 ~ 450) V, 50 A Temperature : 200 ℃ Humidity : 25 ℃, 95 % R.H. Electric strength : 5 kV Leakage current : 50 mA | N | 소재지
51 | 03 | 전기시험 | 007 | 가정용 전기기기 | 가정용 전기기기 | Electrical machinery for households | IEC | IEC 60335-2-80:2024 | Household and similar electrical appliances – Safety – Part 2-80: Particular requirements for fans | 입력전압 : (3 ~ 450) V, 50 A 온도 : 200 ℃ 습도 : 25 ℃, 95 % R.H. 내전압 : 5 kV 누설전류 : 50 mA | 기존 | 2025 | IEC 60335-2-80:2024 | Household and similar electrical appliances – Safety – Part 2-80: Particular requirements for fans | Input : (3 ~ 450) V, 50 A Temperature : 200 ℃ Humidity : 25 ℃, 95 % R.H. Electric strength : 5 kV Leakage current : 50 mA | N | 소재지
52 | 03 | 전기시험 | 007 | 가정용 전기기기 | 가정용 전기기기 | Electrical machinery for households | IEC | IEC 60335-2-80:2015 | Household and similar electrical appliances – Safety – Part 2-80: Particular requirements for fans | 입력전압 : (3 ~ 450) V, 50 A 온도 : 200 ℃ 습도 : 25 ℃, 95 % R.H. 내전압 : 5 kV 누설전류 : 50 mA | 기존 | 2025 | IEC 60335-2-80:2015 | Household and similar electrical appliances – Safety – Part 2-80: Particular requirements for fans | Input : (3 ~ 450) V, 50 A Temperature : 200 ℃ Humidity : 25 ℃, 95 % R.H. Electric strength : 5 kV Leakage current : 50 mA | N | 소재지
53 | 03 | 전기시험 | 007 | 가정용 전기기기 | 가정용 전기기기 | Electrical machinery for households | 기타 | KC 60335-2-80:2022-01 | 가정용 및 이와 유사한 전기기기의 안전성 제2-80부: 전기팬(fan)의 개별요구사항 | 입력전압 : (3 ~ 450) V, 50 A 온도 : 200 ℃ 습도 : 25 ℃, 95 % R.H. 내전압 : 5 kV 누설전류 : 50 mA | 기존 | 2025 | KC 60335-2-80:2022-01 | Household and similar electrical appliances – Safety – Part 2-80: Particular requirements for fans | Input : (3 ~ 450) V, 50 A Temperature : 200 ℃ Humidity : 25 ℃, 95 % R.H. Electric strength : 5 kV Leakage current : 50 mA | N | 소재지
54 | 03 | 전기시험 | 007 | 가정용 전기기기 | 가정용 전기기기 | Electrical machinery for households | IEC | KS C IEC 60529:2013 | 외함의 밀폐 보호등급 구분 (IP코드) [제외] 14.2.9 고압 및 고온 물분 사 제트에 의한 제 2 특성 숫자 9 시험 | IP1X ~ IP6X IPX1 ~ IPX8 | 기존 | 2025 | KS C IEC 60529:2013 | Degrees of protection provided by enclosures(IP Code) [Exception] 14.2.9 Test for second characteristic numeral 9 with a spray nozzle | IP1X ~ IP6X IPX1 ~ IPX8 | N | 소재지
55 | 03 | 전기시험 | 011 | 전자기적합성 | 산업용 전기기기 | Electrical machinery for industries | 기타 | CISPR 11:2009+A1:2010 | Industrial, scientific and medical (ISM) radio-frequency equipment - Radio disturbance characteristics - Limits and methods of measurement | [RE] 1 GHz ~ 18 GHz | 기존 | 2020 | CISPR 11:2009+A1:2010 | Industrial, scientific and medical (ISM) radio-frequency equipment - Radio disturbance characteristics - Limits and methods of measurement | [RE] 1 GHz ~ 18 GHz | N | 부속시설-1
56 | 03 | 전기시험 | 011 | 전자기적합성 | 산업용 전기기기 | Electrical machinery for industries | 기타 | CISPR 11:2009+A1:2010 | Industrial, scientific and medical (ISM) radio-frequency equipment - Radio disturbance characteristics - Limits and methods of measurement | [CE] 9 kHz ~ 30 MHz [RE] 9 kHz ~ 18 GHz | 기존 | 2020 | CISPR 11:2009+A1:2010 | Industrial, scientific and medical (ISM) radio-frequency equipment - Radio disturbance characteristics - Limits and methods of measurement | [CE] 9 kHz ~ 30 MHz [RE] 9 kHz ~ 18 GHz | N | 소재지
57 | 03 | 전기시험 | 011 | 전자기적합성 | 가정용 전기기기 | Electrical machinery for households | 기타 | AS/NZS CISPR 32:2015+A1:2020 | Electromagnetic compatibility of multimedia equipment - Emission requirements | [RE] 1 GHz ~ 18 GHz | 기존 | 2020 | AS/NZS CISPR 32:2015+A1:2020 | Electromagnetic compatibility of multimedia equipment - Emission requirements | [RE] 1 GHz ~ 18 GHz | N | 부속시설-1
58 | 03 | 전기시험 | 011 | 전자기적합성 | 가정용 전기기기 | Electrical machinery for households | 기타 | AS/NZS CISPR 32:2015+A1:2020 | Electromagnetic compatibility of multimedia equipment - Emission requirements | [CE] 9 kHz ~ 30 MHz [RE] 9 kHz ~ 18 GHz | 기존 | 2020 | AS/NZS CISPR 32:2015+A1:2020 | Electromagnetic compatibility of multimedia equipment - Emission requirements | [CE] 9 kHz ~ 30 MHz [RE] 9 kHz ~ 18 GHz | N | 소재지
59 | 03 | 전기시험 | 011 | 전자기적합성 | 가정용 전기기기 | Electrical machinery for households | 기타 | AS/NZS CISPR 32:2015 | Electromagnetic compatibility of multimedia equipment - Emission requirements | [RE] 1 GHz ~ 18 GHz | 기존 | 2020 | AS/NZS CISPR 32:2015 | Electromagnetic compatibility of multimedia equipment - Emission requirements | [RE] 1 GHz ~ 18 GHz | N | 부속시설-1
60 | 03 | 전기시험 | 011 | 전자기적합성 | 가정용 전기기기 | Electrical machinery for households | 기타 | AS/NZS CISPR 32:2015 | Electromagnetic compatibility of multimedia equipment - Emission requirements | [CE] 9 kHz ~ 30 MHz [RE] 9 kHz ~ 18 GHz | 기존 | 2020 | AS/NZS CISPR 32:2015 | Electromagnetic compatibility of multimedia equipment - Emission requirements | [CE] 9 kHz ~ 30 MHz [RE] 9 kHz ~ 18 GHz | N | 소재지
61 | 03 | 전기시험 | 011 | 전자기적합성 | 계측기기 | Measuring instruments | 기타 | EN 61326-2-3:2013 | Electrical equipment for measurement, control and laboratory use - EMC requirements - Part 2-3: Particular requirements - Test configuration, operational conditions and performance criteria for transducers with integrated or remote signal conditioning | [CE] 9 kHz ~ 30 MHz [RE] 9 kHz ~ 18 GHz [ESD] Air (2 ~ 15) kV, Contact (2 ~ 8) kV [RS] (80 ~ 6 000) MHz, (1 ~ 10) V/m [EFT] (250 ~ 4 000) V [Surge] (500 ~ 4 000) V [CS] (0.15 ~ 230) MHz, (1 ~ 10) V [MF] (1 ~ 30) A/m, (50/60) Hz [DIP and Interruption] (100 ~ 0) % reduction | 기존 | 2023 | EN 61326-2-3:2013 | Electrical equipment for measurement, control and laboratory use - EMC requirements - Part 2-3: Particular requirements - Test configuration, operational conditions and performance criteria for transducers with integrated or remote signal conditioning | [CE] 9 kHz ~ 30 MHz [RE] 9 kHz ~ 18 GHz [ESD] Air (2 ~ 15) kV, Contact (2 ~ 8) kV [RS] (80 ~ 6 000) MHz, (1 ~ 10) V/m [EFT] (250 ~ 4 000) V [Surge] (500 ~ 4 000) V [CS] (0.15 ~ 230) MHz, (1 ~ 10) V [MF] (1 ~ 30) A/m, (50/60) Hz [DIP and Interruption] (100 ~ 0) % reduction | N | 소재지
62 | 03 | 전기시험 | 011 | 전자기적합성 | 산업용 전기기기 | Electrical machinery for industries | 기타 | EN IEC 61000-6-3:2021 | Electromagnetic compatibility (EMC) - Part 6-3: Generic standards – Emission standard for residential, commercial and lightindustrial environments | [CE] 9 kHz ~ 30 MHz [RE] 9 kHz ~ 18 GHz | 기존 | 2020 | EN IEC 61000-6-3:2021 | Electromagnetic compatibility (EMC) - Part 6-3: Generic standards – Emission standard for residential, commercial and lightindustrial environments | [CE] 9 kHz ~ 30 MHz [RE] 9 kHz ~ 18 GHz | N | 소재지
63 | 03 | 전기시험 | 011 | 전자기적합성 | 산업용 전기기기 | Electrical machinery for industries | 기타 | EN IEC 61000-6-3:2021 | Electromagnetic compatibility (EMC) - Part 6-3: Generic standards – Emission standard for residential, commercial and lightindustrial environments | [RE] 1 GHz ~ 18 GHz | 기존 | 2020 | EN IEC 61000-6-3:2021 | Electromagnetic compatibility (EMC) - Part 6-3: Generic standards – Emission standard for residential, commercial and lightindustrial environments | [RE] 1 GHz ~ 18 GHz | N | 부속시설-1
64 | 03 | 전기시험 | 011 | 전자기적합성 | 산업용 전기기기 | Electrical machinery for industries | 기타 | EN IEC 61000-6-4:2019 | Electromagnetic compatibility (EMC) - Part 6-4: Generic standards – Emission standard for industrial environments | [CE] 9 kHz ~ 30 MHz [RE] 9 kHz ~ 18 GHz | 기존 | 2020 | EN IEC 61000-6-4:2019 | Electromagnetic compatibility (EMC) - Part 6-4: Generic standards – Emission standard for industrial environments | [CE] 9 kHz ~ 30 MHz [RE] 9 kHz ~ 18 GHz | N | 소재지
65 | 03 | 전기시험 | 011 | 전자기적합성 | 산업용 전기기기 | Electrical machinery for industries | 기타 | EN IEC 61000-6-4:2019 | Electromagnetic compatibility (EMC) - Part 6-4: Generic standards – Emission standard for industrial environments | [RE] 1 GHz ~ 18 GHz | 기존 | 2020 | EN IEC 61000-6-4:2019 | Electromagnetic compatibility (EMC) - Part 6-4: Generic standards – Emission standard for industrial environments | [RE] 1 GHz ~ 18 GHz | N | 부속시설-1
66 | 03 | 전기시험 | 011 | 전자기적합성 | 유무선 통신기기 | Wired/wireless communication devices | 기타 | ETSI EN 301 489-9 V2.1.1 (2019-04) | Electromagnetic compatibility and Radio spectrum Matters (ERM); ElectroMagnetic Compatibility (EMC) standard for radio equipment and services; Part 9: Specific conditions for wireless microphones, similar Radio Frequency (RF) audio link equipment, cordless audio and in-ear monitoring devices | [RE] 1 GHz ~ 18 GHz | 기존 | 2020 | ETSI EN 301 489-9 V2.1.1 (2019-04) | Electromagnetic compatibility and Radio spectrum Matters (ERM); ElectroMagnetic Compatibility (EMC) standard for radio equipment and services; Part 9: Specific conditions for wireless microphones, similar Radio Frequency (RF) audio link equipment, cordless audio and in-ear monitoring devices | [RE] 1 GHz ~ 18 GHz | N | 부속시설-1
67 | 03 | 전기시험 | 011 | 전자기적합성 | 유무선 통신기기 | Wired/wireless communication devices | 기타 | ETSI EN 301 489-9 V2.1.1 (2019-04) | Electromagnetic compatibility and Radio spectrum Matters (ERM); ElectroMagnetic Compatibility (EMC) standard for radio equipment and services; Part 9: Specific conditions for wireless microphones, similar Radio Frequency (RF) audio link equipment, cordless audio and in-ear monitoring devices | [CE] 9 kHz ~ 30 MHz [RE] 9 kHz ~ 18 GHz [ESD] Air (2 ~ 15) kV, Contact (2 ~ 8) kV [RS] (80 ~ 6 000) MHz, (1 ~ 10) V/m [EFT] (250 ~ 4 000) V [Surge] (500 ~ 4 000) V [CS] (0.15 ~ 230) MHz, (1 ~ 10) V [MF] (1 ~ 30) A/m, (50/60) Hz [DIP and Interruption] (100 ~ 0) % reduction | 기존 | 2023 | ETSI EN 301 489-9 V2.1.1 (2019-04) | Electromagnetic compatibility and Radio spectrum Matters (ERM); ElectroMagnetic Compatibility (EMC) standard for radio equipment and services; Part 9: Specific conditions for wireless microphones, similar Radio Frequency (RF) audio link equipment, cordless audio and in-ear monitoring devices | [CE] 9 kHz ~ 30 MHz [RE] 9 kHz ~ 18 GHz [ESD] Air (2 ~ 15) kV, Contact (2 ~ 8) kV [RS] (80 ~ 6 000) MHz, (1 ~ 10) V/m [EFT] (250 ~ 4 000) V [Surge] (500 ~ 4 000) V [CS] (0.15 ~ 230) MHz, (1 ~ 10) V [MF] (1 ~ 30) A/m, (50/60) Hz [DIP and Interruption] (100 ~ 0) % reduction | N | 소재지
68 | 03 | 전기시험 | 011 | 전자기적합성 | 조명기기 | Lighting devices | 기타 | EN IEC 55015:2019 | Limits and methods of measurement of radio disturbance characteristics of electrical lighting and similar equipment | [CE] 9 kHz ~ 30 MHz [RE] 9 kHz ~ 18 GHz | 기존 | 2020 | EN IEC 55015:2019 | Limits and methods of measurement of radio disturbance characteristics of electrical lighting and similar equipment | [CE] 9 kHz ~ 30 MHz [RE] 9 kHz ~ 18 GHz | N | 소재지
69 | 03 | 전기시험 | 011 | 전자기적합성 | 조명기기 | Lighting devices | 기타 | EN IEC 55015:2019 | Limits and methods of measurement of radio disturbance characteristics of electrical lighting and similar equipment | [RE] 1 GHz ~ 18 GHz | 기존 | 2020 | EN IEC 55015:2019 | Limits and methods of measurement of radio disturbance characteristics of electrical lighting and similar equipment | [RE] 1 GHz ~ 18 GHz | N | 부속시설-1
70 | 03 | 전기시험 | 011 | 전자기적합성 | 조명기기 | Lighting devices | 기타 | EN IEC 55015:2019+A11:2020 | Limits and methods of measurement of radio disturbance characteristics of electrical lighting and similar equipment | [CE] 9 kHz ~ 30 MHz [RE] 9 kHz ~ 18 GHz | 기존 | 2023 | EN IEC 55015:2019+A11:2020 | Limits and methods of measurement of radio disturbance characteristics of electrical lighting and similar equipment | [CE] 9 kHz ~ 30 MHz [RE] 9 kHz ~ 18 GHz | N | 소재지
71 | 03 | 전기시험 | 011 | 전자기적합성 | 조명기기 | Lighting devices | 기타 | EN IEC 55015:2019+A11:2020 | Limits and methods of measurement of radio disturbance characteristics of electrical lighting and similar equipment | [RE] 1 GHz ~ 18 GHz | 기존 | 2023 | EN IEC 55015:2019+A11:2020 | Limits and methods of measurement of radio disturbance characteristics of electrical lighting and similar equipment | [RE] 1 GHz ~ 18 GHz | N | 부속시설-1
72 | 03 | 전기시험 | 011 | 전자기적합성 | 가정용 전기기기 | Electrical machinery for households | 기타 | EN 55032:2015+AC:2016 | Electromagnetic compatibility of multimedia equipment - Emission requirements | [CE] 9 kHz ~ 30 MHz [RE] 9 kHz ~ 18 GHz | 기존 | 2020 | EN 55032:2015+AC:2016 | Electromagnetic compatibility of multimedia equipment - Emission requirements | [CE] 9 kHz ~ 30 MHz [RE] 9 kHz ~ 18 GHz | N | 소재지
73 | 03 | 전기시험 | 011 | 전자기적합성 | 가정용 전기기기 | Electrical machinery for households | 기타 | EN 55032:2015+AC:2016 | Electromagnetic compatibility of multimedia equipment - Emission requirements | [RE] 1 GHz ~ 18 GHz | 기존 | 2020 | EN 55032:2015+AC:2016 | Electromagnetic compatibility of multimedia equipment - Emission requirements | [RE] 1 GHz ~ 18 GHz | N | 부속시설-1
74 | 03 | 전기시험 | 011 | 전자기적합성 | 가정용 전기기기 | Electrical machinery for households | 기타 | EN 55032:2015+A11:2020 | Electromagnetic compatibility of multimedia equipment - Emission requirements | [CE] 9 kHz ~ 30 MHz [RE] 9 kHz ~ 18 GHz | 기존 | 2020 | EN 55032:2015+A11:2020 | Electromagnetic compatibility of multimedia equipment - Emission requirements | [CE] 9 kHz ~ 30 MHz [RE] 9 kHz ~ 18 GHz | N | 소재지
75 | 03 | 전기시험 | 011 | 전자기적합성 | 가정용 전기기기 | Electrical machinery for households | 기타 | EN 55032:2015+A11:2020 | Electromagnetic compatibility of multimedia equipment - Emission requirements | [RE] 1 GHz ~ 18 GHz | 기존 | 2020 | EN 55032:2015+A11:2020 | Electromagnetic compatibility of multimedia equipment - Emission requirements | [RE] 1 GHz ~ 18 GHz | N | 부속시설-1
76 | 03 | 전기시험 | 011 | 전자기적합성 | 가정용 전기기기 | Electrical machinery for households | 기타 | EN 55035:2017 | Electromagnetic compatibility of multimedia equipment - Immunity requirements <Exception> 4.2.7 Broadband impulsive conducted disturbances | [ESD] Air (2 ~ 15) kV, Contact (2 ~ 8) kV [RS] (80 ~ 6 000) MHz, (1 ~ 10) V/m [EFT] (250 ~ 4 000) V [Surge] (500 ~ 4 000) V [CS] (0.15 ~ 230) MHz, (1 ~ 10) V [MF] (1 ~ 30) A/m, (50/60) Hz [DIP and Interruption] (100 ~ 0) % reduction | 기존 | 2023 | EN 55035:2017 | Electromagnetic compatibility of multimedia equipment - Immunity requirements <Exception> 4.2.7 Broadband impulsive conducted disturbances | [ESD] Air (2 ~ 15) kV, Contact (2 ~ 8) kV [RS] (80 ~ 6 000) MHz, (1 ~ 10) V/m [EFT] (250 ~ 4 000) V [Surge] (500 ~ 4 000) V [CS] (0.15 ~ 230) MHz, (1 ~ 10) V [MF] (1 ~ 30) A/m, (50/60) Hz [DIP and Interruption] (100 ~ 0) % reduction | N | 소재지
77 | 03 | 전기시험 | 011 | 전자기적합성 | 가정용 전기기기 | Electrical machinery for households | 기타 | EN 55035:2017+A11:2020 | Electromagnetic compatibility of multimedia equipment - Immunity requirements <Exception> 4.2.7 Broadband impulsive conducted disturbances | [ESD] Air (2 ~ 15) kV, Contact (2 ~ 8) kV [RS] (80 ~ 6 000) MHz, (1 ~ 10) V/m [EFT] (250 ~ 4 000) V [Surge] (500 ~ 4 000) V [CS] (0.15 ~ 230) MHz, (1 ~ 10) V [MF] (1 ~ 30) A/m, (50/60) Hz [DIP and Interruption] (100 ~ 0) % reduction | 기존 | 2023 | EN 55035:2017+A11:2020 | Electromagnetic compatibility of multimedia equipment - Immunity requirements <Exception> 4.2.7 Broadband impulsive conducted disturbances | [ESD] Air (2 ~ 15) kV, Contact (2 ~ 8) kV [RS] (80 ~ 6 000) MHz, (1 ~ 10) V/m [EFT] (250 ~ 4 000) V [Surge] (500 ~ 4 000) V [CS] (0.15 ~ 230) MHz, (1 ~ 10) V [MF] (1 ~ 30) A/m, (50/60) Hz [DIP and Interruption] (100 ~ 0) % reduction | N | 소재지
78 | 03 | 전기시험 | 011 | 전자기적합성 | 의료기기 | Medical devices | 기타 | EN 60601-1-2:2015 | Medical electrical equipment - Part 1-2: General requirements for basic safety and essential performance - Collateral standard: Electromagnetic disturbances - Requirements and tests | [ESD] Air (2 ~ 15) kV, Contact (2 ~ 8) kV [RS] (80 ~ 6 000) MHz, (1 ~ 10) V/m [EFT] (250 ~ 4 000) V [Surge] (500 ~ 4 000) V [CS] (0.15 ~ 230) MHz, (1 ~ 10) V [MF] (1 ~ 30) A/m, (50/60) Hz [DIP and Interruption] (100 ~ 0) % reduction | 기존 | 2023 | EN 60601-1-2:2015 | Medical electrical equipment - Part 1-2: General requirements for basic safety and essential performance - Collateral standard: Electromagnetic disturbances - Requirements and tests | [ESD] Air (2 ~ 15) kV, Contact (2 ~ 8) kV [RS] (80 ~ 6 000) MHz, (1 ~ 10) V/m [EFT] (250 ~ 4 000) V [Surge] (500 ~ 4 000) V [CS] (0.15 ~ 230) MHz, (1 ~ 10) V [MF] (1 ~ 30) A/m, (50/60) Hz [DIP and Interruption] (100 ~ 0) % reduction | N | 소재지
79 | 03 | 전기시험 | 011 | 전자기적합성 | 산업용 전기기기 | Electrical machinery for industries | 기타 | EN 55011:2016+A1:2017 | Industrial, scientific and medical (ISM) radio-frequency equipment - Radio disturbance characteristics - Limits and methods of measurement | [CE] 9 kHz ~ 30 MHz [RE] 9 kHz ~ 18 GHz | 기존 | 2020 | EN 55011:2016+A1:2017 | Industrial, scientific and medical (ISM) radio-frequency equipment - Radio disturbance characteristics - Limits and methods of measurement | [CE] 9 kHz ~ 30 MHz [RE] 9 kHz ~ 18 GHz | N | 소재지
80 | 03 | 전기시험 | 011 | 전자기적합성 | 산업용 전기기기 | Electrical machinery for industries | 기타 | EN 60945:2002 | Maritime navigation and radio communication equipment and systems - General requirements 9. Electromagnetic emission - Methods of testing and required test results 10. Immunity to electromagnetic environment - Methods of testing and required test results | [RE] 1 GHz ~ 18 GHz | 기존 | 2020 | EN 60945:2002 | Maritime navigation and radio communication equipment and systems - General requirements 9. Electromagnetic emission - Methods of testing and required test results 10. Immunity to electromagnetic environment - Methods of testing and required test results | [RE] 1 GHz ~ 18 GHz | N | 부속시설-1
81 | 03 | 전기시험 | 011 | 전자기적합성 | 가정용 전기기기 | Electrical machinery for households | 기타 | EN 50130-4:2011+A1:2014 | Alarm systems - Part 4 :Electromagnetic compatibility - Product family standard : Immunity requirements for components of fire, intruder and social alarm systems | [ESD] Air (2 ~ 15) kV, Contact (2 ~ 8) kV [RS] (80 ~ 6 000) MHz, (1 ~ 10) V/m [EFT] (250 ~ 4 000) V [Surge] (500 ~ 4 000) V [CS] (0.15 ~ 230) MHz, (1 ~ 10) V [MF] (1 ~ 30) A/m, (50/60) Hz [DIP and Interruption] (100 ~ 0) % reduction [Voltage variation] (-15 ~ +15) % | 기존 | 2023 | EN 50130-4:2011+A1:2014 | Alarm systems - Part 4 :Electromagnetic compatibility - Product family standard : Immunity requirements for components of fire, intruder and social alarm systems | [ESD] Air (2 ~ 15) kV, Contact (2 ~ 8) kV [RS] (80 ~ 6 000) MHz, (1 ~ 10) V/m [EFT] (250 ~ 4 000) V [Surge] (500 ~ 4 000) V [CS] (0.15 ~ 230) MHz, (1 ~ 10) V [MF] (1 ~ 30) A/m, (50/60) Hz [DIP and Interruption] (100 ~ 0) % reduction [Voltage variation] (-15 ~ +15) % | N | 소재지
82 | 03 | 전기시험 | 011 | 전자기적합성 | 철도차량 및 관련제품 | Railroad vehicles and related products | 기타 | EN 50121-3-2:2016+A1:2019 | Railway applications - Electromagnetic compatibility - Part 3-2: Rolling stock - Apparatus | [RE] 1 GHz ~ 18 GHz | 기존 | 2020 | EN 50121-3-2:2016+A1:2019 | Railway applications - Electromagnetic compatibility - Part 3-2: Rolling stock - Apparatus | [RE] 1 GHz ~ 18 GHz | N | 부속시설-1
83 | 03 | 전기시험 | 011 | 전자기적합성 | 유무선 통신기기 | Wired/wireless communication devices | 기타 | ETSI EN 301 489-3 V2.2.0 (2021-11) | Electromagnetic compatibility and Radio spectrum Matters (ERM); ElectroMagnetic Compatibility (EMC) standard for radio equipment and services; Part 3: Specific conditions for Short-Range Devices (SRD) operating on frequencies between 9 kHz and 246 GHz | [RE] 1 GHz ~ 18 GHz | 기존 | 2020 | ETSI EN 301 489-3 V2.2.0 (2021-11) | Electromagnetic compatibility and Radio spectrum Matters (ERM); ElectroMagnetic Compatibility (EMC) standard for radio equipment and services; Part 3: Specific conditions for Short-Range Devices (SRD) operating on frequencies between 9 kHz and 246 GHz | [RE] 1 GHz ~ 18 GHz | N | 부속시설-1
84 | 03 | 전기시험 | 011 | 전자기적합성 | 유무선 통신기기 | Wired/wireless communication devices | 기타 | ETSI EN 301 489-3 V2.3.2 (2023-01) | Electromagnetic compatibility and Radio spectrum Matters (ERM); ElectroMagnetic Compatibility (EMC) standard for radio equipment and services; Part 3: Specific conditions for Short-Range Devices (SRD) operating on frequencies between 9 kHz and 246 GHz | [CE] 9 kHz ~ 30 MHz [RE] 9 kHz ~ 18 GHz [ESD] Air (2 ~ 15) kV, Contact (2 ~ 8) kV [RS] (80 ~ 6 000) MHz, (1 ~ 10) V/m [EFT] (250 ~ 4 000) V [Surge] (500 ~ 4 000) V [CS] (0.15 ~ 230) MHz, (1 ~ 10) V [MF] (1 ~ 30) A/m, (50/60) Hz [DIP and Interruption] (100 ~ 0) % reduction | 기존 | 2023 | ETSI EN 301 489-3 V2.3.2 (2023-01) | Electromagnetic compatibility and Radio spectrum Matters (ERM); ElectroMagnetic Compatibility (EMC) standard for radio equipment and services; Part 3: Specific conditions for Short-Range Devices (SRD) operating on frequencies between 9 kHz and 246 GHz | [CE] 9 kHz ~ 30 MHz [RE] 9 kHz ~ 18 GHz [ESD] Air (2 ~ 15) kV, Contact (2 ~ 8) kV [RS] (80 ~ 6 000) MHz, (1 ~ 10) V/m [EFT] (250 ~ 4 000) V [Surge] (500 ~ 4 000) V [CS] (0.15 ~ 230) MHz, (1 ~ 10) V [MF] (1 ~ 30) A/m, (50/60) Hz [DIP and Interruption] (100 ~ 0) % reduction | N | 소재지
85 | 03 | 전기시험 | 011 | 전자기적합성 | 유무선 통신기기 | Wired/wireless communication devices | 기타 | ETSI EN 301 489-3 V2.3.2 (2023-01) | Electromagnetic compatibility and Radio spectrum Matters (ERM); ElectroMagnetic Compatibility (EMC) standard for radio equipment and services; Part 3: Specific conditions for Short-Range Devices (SRD) operating on frequencies between 9 kHz and 246 GHz | [RE] 1 GHz ~ 18 GHz | 기존 | 2023 | ETSI EN 301 489-3 V2.3.2 (2023-01) | Electromagnetic compatibility and Radio spectrum Matters (ERM); ElectroMagnetic Compatibility (EMC) standard for radio equipment and services; Part 3: Specific conditions for Short-Range Devices (SRD) operating on frequencies between 9 kHz and 246 GHz | [RE] 1 GHz ~ 18 GHz | N | 부속시설-1
86 | 03 | 전기시험 | 011 | 전자기적합성 | 산업용 전기기기 | Electrical machinery for industries | 기타 | EN IEC 61204-3:2018 | Low voltage power supplies, d.c. output - Part 3: Electromagnetic compatibility(EMC) | [CE] 9 kHz ~ 30 MHz [RE] 9 kHz ~ 18 GHz [ESD] Air (2 ~ 15) kV, Contact (2 ~ 8) kV [RS] (80 ~ 6 000) MHz, (1 ~ 10) V/m [EFT] (250 ~ 4 000) V [Surge] (500 ~ 4 000) V [CS] (0.15 ~ 230) MHz, (1 ~ 10) V [MF] (1 ~ 30) A/m, (50/60) Hz [DIP and Interruption] (100 ~ 0) % reduction | 기존 | 2023 | EN IEC 61204-3:2018 | Low voltage power supplies, d.c. output - Part 3: Electromagnetic compatibility(EMC) | [CE] 9 kHz ~ 30 MHz [RE] 9 kHz ~ 18 GHz [ESD] Air (2 ~ 15) kV, Contact (2 ~ 8) kV [RS] (80 ~ 6 000) MHz, (1 ~ 10) V/m [EFT] (250 ~ 4 000) V [Surge] (500 ~ 4 000) V [CS] (0.15 ~ 230) MHz, (1 ~ 10) V [MF] (1 ~ 30) A/m, (50/60) Hz [DIP and Interruption] (100 ~ 0) % reduction | N | 소재지
87 | 03 | 전기시험 | 011 | 전자기적합성 | 산업용 전기기기 | Electrical machinery for industries | 기타 | EN IEC 61204-3:2018 | Low voltage power supplies, d.c. output - Part 3: Electromagnetic compatibility(EMC) | [RE] 1 GHz ~ 18 GHz | 기존 | 2020 | EN IEC 61204-3:2018 | Low voltage power supplies, d.c. output - Part 3: Electromagnetic compatibility(EMC) | [RE] 1 GHz ~ 18 GHz | N | 부속시설-1
88 | 03 | 전기시험 | 011 | 전자기적합성 | 전자기 적합성 | Electromagnetic compatibility | 기타 | EN 61000-4-2:2009 | Electromagnetic compatibility (EMC) - Part 4-2: Testing and measurement techniques - Electrostatic discharge immunity test | [ESD] Air (2 ~ 15) kV, Contact (2 ~ 8) kV | 기존 | 2020 | EN 61000-4-2:2009 | Electromagnetic compatibility (EMC) - Part 4-2: Testing and measurement techniques - Electrostatic discharge immunity test | [ESD] Air (2 ~ 15) kV, Contact (2 ~ 8) kV | N | 소재지
89 | 03 | 전기시험 | 011 | 전자기적합성 | 전자기 적합성 | Electromagnetic compatibility | 기타 | EN IEC 61000-4-3:2020 | Electromagnetic compatibility (EMC) - Part 4-3: Testing and measurement techniques - Radiated, radio-frequency, electromagnetic field immunity test | [RS] (80 ~ 6 000) MHz, (1 ~ 10) V/m | 기존 | 2020 | EN IEC 61000-4-3:2020 | Electromagnetic compatibility (EMC) - Part 4-3: Testing and measurement techniques - Radiated, radio-frequency, electromagnetic field immunity test | [RS] (80 ~ 6 000) MHz, (1 ~ 10) V/m | N | 소재지
90 | 03 | 전기시험 | 011 | 전자기적합성 | 전자기 적합성 | Electromagnetic compatibility | 기타 | EN 61000-4-4:2012 | Electromagnetic compatibility (EMC) - Part 4-4: Testing and measurement techniques - Electrical fast transient/burst immunity test | [EFT] (250 ~ 4 000) V | 기존 | 2023 | EN 61000-4-4:2012 | Electromagnetic compatibility (EMC) - Part 4-4: Testing and measurement techniques - Electrical fast transient/burst immunity test | [EFT] (250 ~ 4 000) V | N | 소재지
91 | 03 | 전기시험 | 011 | 전자기적합성 | 전자기 적합성 | Electromagnetic compatibility | 기타 | EN 61000-4-5:2014 | Electromagnetic compatibility (EMC) - Part 4-5: Testing and measurement techniques - Surge immunity test | [Surge] (500 ~ 4 000) V | 기존 | 2023 | EN 61000-4-5:2014 | Electromagnetic compatibility (EMC) - Part 4-5: Testing and measurement techniques - Surge immunity test | [Surge] (500 ~ 4 000) V | N | 소재지
92 | 03 | 전기시험 | 011 | 전자기적합성 | 전자기 적합성 | Electromagnetic compatibility | 기타 | EN 61000-4-5:2014+A1:2017 | Electromagnetic compatibility (EMC) - Part 4-5: Testing and measurement techniques - Surge immunity test | [Surge] (500 ~ 4 000) V | 기존 | 2023 | EN 61000-4-5:2014+A1:2017 | Electromagnetic compatibility (EMC) - Part 4-5: Testing and measurement techniques - Surge immunity test | [Surge] (500 ~ 4 000) V | N | 소재지
93 | 03 | 전기시험 | 011 | 전자기적합성 | 전자기 적합성 | Electromagnetic compatibility | 기타 | EN 61000-4-6:2014 | Electromagnetic compatibility (EMC) - Part 4-6: Testing and measurement techniques - Immunity to conducted disturbances, induced by radio-frequency fields | [CS] (0.15 ~ 230) MHz, (1 ~ 10) V | 기존 | 2023 | EN 61000-4-6:2014 | Electromagnetic compatibility (EMC) - Part 4-6: Testing and measurement techniques - Immunity to conducted disturbances, induced by radio-frequency fields | [CS] (0.15 ~ 230) MHz, (1 ~ 10) V | N | 소재지
94 | 03 | 전기시험 | 011 | 전자기적합성 | 전자기 적합성 | Electromagnetic compatibility | 기타 | EN 61000-4-6:2014/AC:2015 | Electromagnetic compatibility (EMC) - Part 4-6: Testing and measurement techniques - Immunity to conducted disturbances, induced by radio-frequency fields | [CS] (0.15 ~ 230) MHz, (1 ~ 10) V | 기존 | 2023 | EN 61000-4-6:2014/AC:2015 | Electromagnetic compatibility (EMC) - Part 4-6: Testing and measurement techniques - Immunity to conducted disturbances, induced by radio-frequency fields | [CS] (0.15 ~ 230) MHz, (1 ~ 10) V | N | 소재지
95 | 03 | 전기시험 | 011 | 전자기적합성 | 전자기 적합성 | Electromagnetic compatibility | 기타 | EN IEC 61000-4-6:2023 | Electromagnetic compatibility (EMC) - Part 4-6: Testing and measurement techniques - Immunity to conducted disturbances, induced by radio-frequency fields | [CS] (0.15 ~ 230) MHz, (1 ~ 10) V | 기존 | 2023 | EN IEC 61000-4-6:2023 | Electromagnetic compatibility (EMC) - Part 4-6: Testing and measurement techniques - Immunity to conducted disturbances, induced by radio-frequency fields | [CS] (0.15 ~ 230) MHz, (1 ~ 10) V | N | 소재지
96 | 03 | 전기시험 | 011 | 전자기적합성 | 전자기 적합성 | Electromagnetic compatibility | 기타 | EN 61000-4-8:2010 | Electromagnetic compatibility (EMC) - Part 4-8: Testing and measurement techniques - Power frequency magnetic field immunity test | [MF] (1 ~ 30) A/m, (50/60) Hz | 기존 | 2023 | EN 61000-4-8:2010 | Electromagnetic compatibility (EMC) - Part 4-8: Testing and measurement techniques - Power frequency magnetic field immunity test | [MF] (1 ~ 30) A/m, (50/60) Hz | N | 소재지
97 | 03 | 전기시험 | 011 | 전자기적합성 | 전자기 적합성 | Electromagnetic compatibility | 기타 | EN IEC 61000-4-11:2020 | Electromagnetic compatibility (EMC) - Part 4-11: Testing and measurement techniques - Voltage dips, short interruptions and voltage variations immunity tests | [DIP and Interruption] (100 ~ 0) % reduction | 기존 | 2020 | EN IEC 61000-4-11:2020 | Electromagnetic compatibility (EMC) - Part 4-11: Testing and measurement techniques - Voltage dips, short interruptions and voltage variations immunity tests | [DIP and Interruption] (100 ~ 0) % reduction | N | 소재지
98 | 03 | 전기시험 | 011 | 전자기적합성 | 산업용 전기기기 | Electrical machinery for industries | 기타 | EN IEC 61000-6-1:2019 | Electromagnetic compatibility (EMC) - Part 6-1: Generic standards - Immunity for residential, commercial and light-industrial environments | [ESD] Air (2 ~ 15) kV, Contact (2 ~ 8) kV [RS] (80 ~ 6 000) MHz, (1 ~ 10) V/m [EFT] (250 ~ 4 000) V [Surge] (500 ~ 4 000) V [CS] (0.15 ~ 230) MHz, (1 ~ 10) V [MF] (1 ~ 30) A/m, (50/60) Hz [DIP and Interruption] (100 ~ 0) % reduction | 기존 | 2023 | EN IEC 61000-6-1:2019 | Electromagnetic compatibility (EMC) - Part 6-1: Generic standards - Immunity for residential, commercial and light-industrial environments | [ESD] Air (2 ~ 15) kV, Contact (2 ~ 8) kV [RS] (80 ~ 6 000) MHz, (1 ~ 10) V/m [EFT] (250 ~ 4 000) V [Surge] (500 ~ 4 000) V [CS] (0.15 ~ 230) MHz, (1 ~ 10) V [MF] (1 ~ 30) A/m, (50/60) Hz [DIP and Interruption] (100 ~ 0) % reduction | N | 소재지
99 | 03 | 전기시험 | 011 | 전자기적합성 | 유무선 통신기기 | Wired/wireless communication devices | 기타 | ETSI EN 301 489-3 V2.1.1 (2019-03) | Electromagnetic compatibility and Radio spectrum Matters (ERM); ElectroMagnetic Compatibility (EMC) standard for radio equipment and services; Part 3: Specific conditions for Short-Range Devices (SRD) operating on frequencies between 9 kHz and 246 GHz | [RE] 1 GHz ~ 18 GHz | 기존 | 2020 | ETSI EN 301 489-3 V2.1.1 (2019-03) | Electromagnetic compatibility and Radio spectrum Matters (ERM); ElectroMagnetic Compatibility (EMC) standard for radio equipment and services; Part 3: Specific conditions for Short-Range Devices (SRD) operating on frequencies between 9 kHz and 246 GHz | [RE] 1 GHz ~ 18 GHz | N | 부속시설-1
100 | 03 | 전기시험 | 011 | 전자기적합성 | 의료기기 | Medical devices | 기타 | 식품의약품안전처고시 제2020-12호 (2020. 02. 25.) | 의료기기의 전자파안전에 관한 공통기준규격 | [RE] 1 GHz ~ 18 GHz | 기존 | 2020 | MFDS Notice No.2020-12(2.25.2020.) | Common reference Standard for Electromagnetic Safety of Medical Devices. | [RE] 1 GHz ~ 18 GHz | N | 부속시설-1
101 | 03 | 전기시험 | 011 | 전자기적합성 | 산업용 전기기기 | Electrical machinery for industries | 기타 | CISPR 11:2015+A1:2016 | Industrial, scientific and medical (ISM) radio-frequency equipment - Radio disturbance characteristics - Limits and methods of measurement | [RE] 1 GHz ~ 18 GHz | 기존 | 2020 | CISPR 11:2015+A1:2016 | Industrial, scientific and medical (ISM) radio-frequency equipment - Radio disturbance characteristics - Limits and methods of measurement | [RE] 1 GHz ~ 18 GHz | N | 부속시설-1
102 | 03 | 전기시험 | 011 | 전자기적합성 | 계측기기 | Measuring instruments | IEC | IEC 61326-2-3:2012 | Electrical equipment for measurement, control and laboratory use - EMC requirements - Part 2-3: Particular requirements - Test configuration, operational conditions and performance criteria for transducers with integrated or remote signal conditioning | [CE] 9 kHz ~ 30 MHz [RE] 9 kHz ~ 18 GHz [ESD] Air (2 ~ 15) kV, Contact (2 ~ 8) kV [RS] (80 ~ 6 000) MHz, (1 ~ 10) V/m [EFT] (250 ~ 4 000) V [Surge] (500 ~ 4 000) V [CS] (0.15 ~ 230) MHz, (1 ~ 10) V [MF] (1 ~ 30) A/m, (50/60) Hz [DIP and Interruption] (100 ~ 0) % reduction | 기존 | 2023 | IEC 61326-2-3:2012 | Electrical equipment for measurement, control and laboratory use - EMC requirements - Part 2-3: Particular requirements - Test configuration, operational conditions and performance criteria for transducers with integrated or remote signal conditioning | [CE] 9 kHz ~ 30 MHz [RE] 9 kHz ~ 18 GHz [ESD] Air (2 ~ 15) kV, Contact (2 ~ 8) kV [RS] (80 ~ 6 000) MHz, (1 ~ 10) V/m [EFT] (250 ~ 4 000) V [Surge] (500 ~ 4 000) V [CS] (0.15 ~ 230) MHz, (1 ~ 10) V [MF] (1 ~ 30) A/m, (50/60) Hz [DIP and Interruption] (100 ~ 0) % reduction | N | 소재지
103 | 03 | 전기시험 | 011 | 전자기적합성 | 계측기기 | Measuring instruments | 기타 | EN IEC 61326-2-2:2021 | Electrical equipment for measurement, control and laboratory use - EMC requirements - Part 2-2: Particular requirements -Test configurations, operational conditions and performance criteria for portable test, measuring and monitoring equipment used in low-voltage distribution systems | [RE] 1 GHz ~ 18 GHz | 기존 | 2023 | EN IEC 61326-2-2:2021 | Electrical equipment for measurement, control and laboratory use - EMC requirements - Part 2-2: Particular requirements -Test configurations, operational conditions and performance criteria for portable test, measuring and monitoring equipment used in low-voltage distribution systems | [RE] 1 GHz ~ 18 GHz | N | 부속시설-1
104 | 03 | 전기시험 | 011 | 전자기적합성 | 가정용 전기기기 | Electrical machinery for households | KS | KS C 9835:2019 | 멀티미디어 기기 전자파 내성 시험방법 | [ESD] Air (2 ~ 15) kV, Contact (2 ~ 8) kV [RS] (80 ~ 6 000) MHz, (1 ~ 10) V/m [EFT] (250 ~ 4 000) V [Surge] (500 ~ 4 000) V [CS] (0.15 ~ 230) MHz, (1 ~ 10) V [MF] (1 ~ 30) A/m, (50/60) Hz [DIP and Interruption] (100 ~ 0) % reduction | 기존 | 2023 | KS C 9835:2019 | Electromagnetic compatibility of multimedia equipment - Immunity requirements | [ESD] Air (2 ~ 15) kV, Contact (2 ~ 8) kV [RS] (80 ~ 6 000) MHz, (1 ~ 10) V/m [EFT] (250 ~ 4 000) V [Surge] (500 ~ 4 000) V [CS] (0.15 ~ 230) MHz, (1 ~ 10) V [MF] (1 ~ 30) A/m, (50/60) Hz [DIP and Interruption] (100 ~ 0) % reduction | N | 소재지
105 | 03 | 전기시험 | 011 | 전자기적합성 | 산업용 전기기기 | Electrical machinery for industries | KS | KS C 9610-6-4:2017 | 전자파적합성(EMC) - 제6-4부: 일반 표준 - 산업 환경에서의 전자파 방출 표준 | [CE] 9 kHz ~ 30 MHz [RE] 9 kHz ~ 18 GHz | 기존 | 2020 | KS C 9610-6-4:2017 | Electromagnetic compatibility (EMC) - Part 6-4: Generic standards - Emission standard for industrial environments | [CE] 9 kHz ~ 30 MHz [RE] 9 kHz ~ 18 GHz | N | 소재지
106 | 03 | 전기시험 | 011 | 전자기적합성 | 산업용 전기기기 | Electrical machinery for industries | KS | KS C 9610-6-4:2017 | 전자파적합성(EMC) - 제6-4부: 일반 표준 - 산업 환경에서의 전자파 방출 표준 | [RE] 1 GHz ~ 18 GHz | 기존 | 2020 | KS C 9610-6-4:2017 | Electromagnetic compatibility (EMC) - Part 6-4: Generic standards - Emission standard for industrial environments | [RE] 1 GHz ~ 18 GHz | N | 부속시설-1
107 | 03 | 전기시험 | 011 | 전자기적합성 | 산업용 전기기기 | Electrical machinery for industries | KS | KS C 9610-6-4:2022 | 전자파적합성(EMC) - 제6-4부: 일반 표준 - 산업 환경에서의 전자파 방출 표준 | [CE] 9 kHz ~ 30 MHz [RE] 9 kHz ~ 18 GHz | 기존 | 2023 | KS C 9610-6-4:2022 | Electromagnetic compatibility (EMC) - Part 6-4: Generic standards - Emission standard for industrial environments | [CE] 9 kHz ~ 30 MHz [RE] 9 kHz ~ 18 GHz | N | 소재지
108 | 03 | 전기시험 | 011 | 전자기적합성 | 산업용 전기기기 | Electrical machinery for industries | KS | KS C 9610-6-4:2022 | 전자파적합성(EMC) - 제6-4부: 일반 표준 - 산업 환경에서의 전자파 방출 표준 | [RE] 1 GHz ~ 18 GHz | 기존 | 2023 | KS C 9610-6-4:2022 | Electromagnetic compatibility (EMC) - Part 6-4: Generic standards - Emission standard for industrial environments | [RE] 1 GHz ~ 18 GHz | N | 부속시설-1
109 | 03 | 전기시험 | 011 | 전자기적합성 | 가정용 전기기기 | Electrical machinery for households | KS | KS C 9040-2:2017 | 무정전전원장치(UPS) - 제2부: 전자파적합성(EMC) 요구사항 | [CE] 9 kHz ~ 30 MHz [RE] 9 kHz ~ 18 GHz [ESD] Air (2 ~ 15) kV, Contact (2 ~ 8) kV [RS] (80 ~ 6 000) MHz, (1 ~ 10) V/m [EFT] (250 ~ 4 000) V [Surge] (500 ~ 4 000) V [CS] (0.15 ~ 230) MHz, (1 ~ 10) V | 기존 | 2023 | KS C 9040-2:2017 | Uninterruptible power systems (UPS) - Part 2: Electromagnetic compatibility (EMC) requirements | [CE] 9 kHz ~ 30 MHz [RE] 9 kHz ~ 18 GHz [ESD] Air (2 ~ 15) kV, Contact (2 ~ 8) kV [RS] (80 ~ 6 000) MHz, (1 ~ 10) V/m [EFT] (250 ~ 4 000) V [Surge] (500 ~ 4 000) V [CS] (0.15 ~ 230) MHz, (1 ~ 10) V | N | 소재지
110 | 03 | 전기시험 | 011 | 전자기적합성 | 가정용 전기기기 | Electrical machinery for households | KS | KS C 9832:2023 | 멀티미디어 기기 전자파 방해 시험방법 | [RE] 1 GHz ~ 18 GHz | 기존 | 2023 | KS C 9832:2023 | Electromagnetic compatibility of multimedia equipment - Emission requirements | [RE] 1 GHz ~ 18 GHz | N | 부속시설-1
111 | 03 | 전기시험 | 011 | 전자기적합성 | 전자기 적합성 | Electromagnetic compatibility | IEC | IEC 61000-4-6:2023 | Corrigendum 1 - Electromagnetic compatibility (EMC) - Part 4-6: Testing and measurement techniques - Immunity to conducted disturbances, induced by radio-frequency fields | [CS] (0.15 ~ 230) MHz, (1 ~ 10) V | 기존 | 2023 | IEC 61000-4-6:2023 | Corrigendum 1 - Electromagnetic compatibility (EMC) - Part 4-6: Testing and measurement techniques - Immunity to conducted disturbances, induced by radio-frequency fields | [CS] (0.15 ~ 230) MHz, (1 ~ 10) V | N | 소재지
112 | 03 | 전기시험 | 011 | 전자기적합성 | 전자기 적합성 | Electromagnetic compatibility | 기타 | EN IEC 61000-3-2:2019/A1:2021 | Electromagnetic compatibility (EMC) - Part 3-2: Limits - Limits for harmonic current emissions (equipment input current up to and including 16 A per phase) | [AC power] (0 ~ 400) V | 기존 | 2020 | EN IEC 61000-3-2:2019/A1:2021 | Electromagnetic compatibility (EMC) - Part 3-2: Limits - Limits for harmonic current emissions (equipment input current up to and including 16 A per phase) | [AC power] (0 ~ 400) V | N | 소재지
113 | 03 | 전기시험 | 011 | 전자기적합성 | 전자기 적합성 | Electromagnetic compatibility | 기타 | EN 61000-3-3:2013 | Part 3-3: Limits - Limitation of voltage changes, voltage fluctuations and flicker in public low-voltage supply systems, for equipment with rated current <= 16 A per phase and not subject to conditional connection | [AC power] (0 ~ 400) V | 기존 | 2020 | EN 61000-3-3:2013 | Part 3-3: Limits - Limitation of voltage changes, voltage fluctuations and flicker in public low-voltage supply systems, for equipment with rated current <= 16 A per phase and not subject to conditional connection | [AC power] (0 ~ 400) V | N | 소재지
114 | 03 | 전기시험 | 011 | 전자기적합성 | 가정용 전기기기 | Electrical machinery for households | 기타 | EN IEC 55014-2:2021 | Electromagnetic compatibility - Requirements for household appliances, electric tools and similar apparatus - Part 2: Immunity - Product family standard | [ESD] Air (2 ~ 15) kV, Contact (2 ~ 8) kV [RS] (80 ~ 6 000) MHz, (1 ~ 10) V/m [EFT] (250 ~ 4 000) V [Surge] (500 ~ 4 000) V [CS] (0.15 ~ 230) MHz, (1 ~ 10) V [MF] (1 ~ 30) A/m, (50/60) Hz [DIP and Interruption] (100 ~ 0) % reduction | 기존 | 2023 | EN IEC 55014-2:2021 | Electromagnetic compatibility - Requirements for household appliances, electric tools and similar apparatus - Part 2: Immunity - Product family standard | [ESD] Air (2 ~ 15) kV, Contact (2 ~ 8) kV [RS] (80 ~ 6 000) MHz, (1 ~ 10) V/m [EFT] (250 ~ 4 000) V [Surge] (500 ~ 4 000) V [CS] (0.15 ~ 230) MHz, (1 ~ 10) V [MF] (1 ~ 30) A/m, (50/60) Hz [DIP and Interruption] (100 ~ 0) % reduction | N | 소재지
115 | 03 | 전기시험 | 011 | 전자기적합성 | 조명기기 | Lighting devices | IEC | IEC 62493:2015+A1:2022 | Assessment of lighting equipment related to human exposure to electromagnetic fields | [RE] 20 kHz ~ 10 MHz | 기존 | 2023 | IEC 62493:2015+A1:2022 | Assessment of lighting equipment related to human exposure to electromagnetic fields | [RE] 20 kHz ~ 10 MHz | N | 소재지
116 | 03 | 전기시험 | 011 | 전자기적합성 | 조명기기 | Lighting devices | IEC | IEC 62493:2015 | Assessment of lighting equipment related to human exposure to electromagnetic fields | [RE] 20 kHz ~ 10 MHz | 기존 | 2020 | IEC 62493:2015 | Assessment of lighting equipment related to human exposure to electromagnetic fields | [RE] 20 kHz ~ 10 MHz | N | 소재지
117 | 03 | 전기시험 | 011 | 전자기적합성 | 철도차량 및 관련제품 | Railroad vehicles and related products | IEC | IEC 62236-3-2:2018 | Railway applications - Electromagnetic compatibility - Part 3-2: Rolling stock - Apparatus | [RE] 1 GHz ~ 18 GHz | 기존 | 2020 | IEC 62236-3-2:2018 | Railway applications - Electromagnetic compatibility - Part 3-2: Rolling stock - Apparatus | [RE] 1 GHz ~ 18 GHz | N | 부속시설-1
118 | 03 | 전기시험 | 011 | 전자기적합성 | 철도차량 및 관련제품 | Railroad vehicles and related products | IEC | IEC 62236-3-2:2018 | Railway applications - Electromagnetic compatibility - Part 3-2: Rolling stock - Apparatus | [CE] 9 kHz ~ 30 MHz [RE] 9 kHz ~ 18 GHz [ESD] Air (2 ~ 15) kV, Contact (2 ~ 8) kV [RS] (80 ~ 6 000) MHz, (1 ~ 10) V/m [EFT] (250 ~ 4 000) V [Surge] (500 ~ 4 000) V [CS] (0.15 ~ 230) MHz, (1 ~ 10) V [MF] (1 ~ 30) A/m, (50/60) Hz [DIP and Interruption] (100 ~ 0) % reduction | 기존 | 2023 | IEC 62236-3-2:2018 | Railway applications - Electromagnetic compatibility - Part 3-2: Rolling stock - Apparatus | [CE] 9 kHz ~ 30 MHz [RE] 9 kHz ~ 18 GHz [ESD] Air (2 ~ 15) kV, Contact (2 ~ 8) kV [RS] (80 ~ 6 000) MHz, (1 ~ 10) V/m [EFT] (250 ~ 4 000) V [Surge] (500 ~ 4 000) V [CS] (0.15 ~ 230) MHz, (1 ~ 10) V [MF] (1 ~ 30) A/m, (50/60) Hz [DIP and Interruption] (100 ~ 0) % reduction | N | 소재지
119 | 03 | 전기시험 | 011 | 전자기적합성 | 철도차량 및 관련제품 | Railroad vehicles and related products | IEC | IEC 62236-3-2:2008 | Railway applications - Electromagnetic compatibility - Part 3-2: Rolling stock - Apparatus | [RE] 1 GHz ~ 18 GHz | 기존 | 2020 | IEC 62236-3-2:2008 | Railway applications - Electromagnetic compatibility - Part 3-2: Rolling stock - Apparatus | [RE] 1 GHz ~ 18 GHz | N | 부속시설-1
120 | 03 | 전기시험 | 011 | 전자기적합성 | 철도차량 및 관련제품 | Railroad vehicles and related products | IEC | IEC 62236-3-2:2008 | Railway applications - Electromagnetic compatibility - Part 3-2: Rolling stock - Apparatus | [CE] 9 kHz ~ 30 MHz [RE] 9 kHz ~ 18 GHz [ESD] Air (2 ~ 15) kV, Contact (2 ~ 8) kV [RS] (80 ~ 6 000) MHz, (1 ~ 10) V/m [EFT] (250 ~ 4 000) V [Surge] (500 ~ 4 000) V [CS] (0.15 ~ 230) MHz, (1 ~ 10) V [MF] (1 ~ 30) A/m, (50/60) Hz [DIP and Interruption] (100 ~ 0) % reduction | 기존 | 2023 | IEC 62236-3-2:2008 | Railway applications - Electromagnetic compatibility - Part 3-2: Rolling stock - Apparatus | [CE] 9 kHz ~ 30 MHz [RE] 9 kHz ~ 18 GHz [ESD] Air (2 ~ 15) kV, Contact (2 ~ 8) kV [RS] (80 ~ 6 000) MHz, (1 ~ 10) V/m [EFT] (250 ~ 4 000) V [Surge] (500 ~ 4 000) V [CS] (0.15 ~ 230) MHz, (1 ~ 10) V [MF] (1 ~ 30) A/m, (50/60) Hz [DIP and Interruption] (100 ~ 0) % reduction | N | 소재지
121 | 03 | 전기시험 | 011 | 전자기적합성 | 유무선 통신기기 | Wired/wireless communication devices | 기타 | QCVN 18:2022 | ElectroMagnetic Compatibility (EMC) radio communications Equipment General electromagnetic compatibility Requirements | [CE] 9 kHz ~ 30 MHz [RE] 9 kHz ~ 18 GHz [ESD] Air (2 ~ 15) kV, Contact (2 ~ 8) kV [RS] (80 ~ 6 000) MHz, (1 ~ 10) V/m [EFT] (250 ~ 4 000) V [Surge] (500 ~ 4 000) V [CS] (0.15 ~ 230) MHz, (1 ~ 10) V [MF] (1 ~ 30) A/m, (50/60) Hz [DIP and Interruption] (100 ~ 0) % reduction | 기존 | 2023 | QCVN 18:2022 | ElectroMagnetic Compatibility (EMC) radio communications Equipment General electromagnetic compatibility Requirements | [CE] 9 kHz ~ 30 MHz [RE] 9 kHz ~ 18 GHz [ESD] Air (2 ~ 15) kV, Contact (2 ~ 8) kV [RS] (80 ~ 6 000) MHz, (1 ~ 10) V/m [EFT] (250 ~ 4 000) V [Surge] (500 ~ 4 000) V [CS] (0.15 ~ 230) MHz, (1 ~ 10) V [MF] (1 ~ 30) A/m, (50/60) Hz [DIP and Interruption] (100 ~ 0) % reduction | N | 소재지
122 | 03 | 전기시험 | 011 | 전자기적합성 | 의료기기 | Medical devices | KS | KS C IEC 60601-1-2:2014 | 의료용 전기기기 - 제1-2부： 기본안전 및 필수성능에 관한 일반 요구사항 – 보조 표준：전자파 방해 – 요구 사항 및 시험 | [ESD] Air (2 ~ 15) kV, Contact (2 ~ 8) kV [RS] (80 ~ 6 000) MHz, (1 ~ 10) V/m [EFT] (250 ~ 4 000) V [Surge] (500 ~ 4 000) V [CS] (0.15 ~ 230) MHz, (1 ~ 10) V [MF] (1 ~ 30) A/m, (50/60) Hz [DIP and Interruption] (100 ~ 0) % reduction | 기존 | 2023 | KS C IEC 60601-1-2:2014 | Medical electrical equipment - Part 1-2: General requirements for basic safety and essential performance - Collateral Standard: Electromagnetic disturbances - Requirements and tests | [ESD] Air (2 ~ 15) kV, Contact (2 ~ 8) kV [RS] (80 ~ 6 000) MHz, (1 ~ 10) V/m [EFT] (250 ~ 4 000) V [Surge] (500 ~ 4 000) V [CS] (0.15 ~ 230) MHz, (1 ~ 10) V [MF] (1 ~ 30) A/m, (50/60) Hz [DIP and Interruption] (100 ~ 0) % reduction | N | 소재지
123 | 03 | 전기시험 | 011 | 전자기적합성 | 유무선 통신기기 | Wired/wireless communication devices | 기타 | QCVN 18:2014 | ElectroMagnetic Compatibility (EMC) radio communications Equipment General electromagnetic compatibility Requirements | [RE] 1 GHz ~ 18 GHz | 기존 | 2020 | QCVN 18:2014 | ElectroMagnetic Compatibility (EMC) radio communications Equipment General electromagnetic compatibility Requirements | [RE] 1 GHz ~ 18 GHz | N | 부속시설-1
124 | 03 | 전기시험 | 011 | 전자기적합성 | 유무선 통신기기 | Wired/wireless communication devices | 기타 | QCVN 18:2014 | ElectroMagnetic Compatibility (EMC) radio communications Equipment General electromagnetic compatibility Requirements | [CE] 9 kHz ~ 30 MHz [RE] 9 kHz ~ 18 GHz [ESD] Air (2 ~ 15) kV, Contact (2 ~ 8) kV [RS] (80 ~ 6 000) MHz, (1 ~ 10) V/m [EFT] (250 ~ 4 000) V [Surge] (500 ~ 4 000) V [CS] (0.15 ~ 230) MHz, (1 ~ 10) V [MF] (1 ~ 30) A/m, (50/60) Hz [DIP and Interruption] (100 ~ 0) % reduction | 기존 | 2023 | QCVN 18:2014 | ElectroMagnetic Compatibility (EMC) radio communications Equipment General electromagnetic compatibility Requirements | [CE] 9 kHz ~ 30 MHz [RE] 9 kHz ~ 18 GHz [ESD] Air (2 ~ 15) kV, Contact (2 ~ 8) kV [RS] (80 ~ 6 000) MHz, (1 ~ 10) V/m [EFT] (250 ~ 4 000) V [Surge] (500 ~ 4 000) V [CS] (0.15 ~ 230) MHz, (1 ~ 10) V [MF] (1 ~ 30) A/m, (50/60) Hz [DIP and Interruption] (100 ~ 0) % reduction | N | 소재지
125 | 03 | 전기시험 | 011 | 전자기적합성 | 산업용 전기기기 | Electrical machinery for industries | 기타 | EN 55011:2016+A1:2017 | Industrial, scientific and medical (ISM) radio-frequency equipment - Radio disturbance characteristics - Limits and methods of measurement | [RE] 1 GHz ~ 18 GHz | 기존 | 2020 | EN 55011:2016+A1:2017 | Industrial, scientific and medical (ISM) radio-frequency equipment - Radio disturbance characteristics - Limits and methods of measurement | [RE] 1 GHz ~ 18 GHz | N | 부속시설-1
126 | 03 | 전기시험 | 011 | 전자기적합성 | 산업용 전기기기 | Electrical machinery for industries | 기타 | EN 55011:2016/A2:2021 | Industrial, scientific and medical (ISM) radio-frequency equipment - Radio disturbance characteristics - Limits and methods of measurement | [CE] 9 kHz ~ 30 MHz [RE] 9 kHz ~ 18 GHz | 기존 | 2020 | EN 55011:2016/A2:2021 | Industrial, scientific and medical (ISM) radio-frequency equipment - Radio disturbance characteristics - Limits and methods of measurement | [CE] 9 kHz ~ 30 MHz [RE] 9 kHz ~ 18 GHz | N | 소재지
127 | 03 | 전기시험 | 011 | 전자기적합성 | 산업용 전기기기 | Electrical machinery for industries | 기타 | EN 55011:2016/A2:2021 | Industrial, scientific and medical (ISM) radio-frequency equipment - Radio disturbance characteristics - Limits and methods of measurement | [RE] 1 GHz ~ 18 GHz | 기존 | 2020 | EN 55011:2016/A2:2021 | Industrial, scientific and medical (ISM) radio-frequency equipment - Radio disturbance characteristics - Limits and methods of measurement | [RE] 1 GHz ~ 18 GHz | N | 부속시설-1
128 | 03 | 전기시험 | 011 | 전자기적합성 | 가정용 전기기기 | Electrical machinery for households | 기타 | EN IEC 55014-1:2021 | Electromagnetic compatibility - Requirements for household appliances, electric tools and similar apparatus - Part 1: Emission | [CE] 9 kHz ~ 30 MHz [RE] 9 kHz ~ 18 GHz | 기존 | 2020 | EN IEC 55014-1:2021 | Electromagnetic compatibility - Requirements for household appliances, electric tools and similar apparatus - Part 1: Emission | [CE] 9 kHz ~ 30 MHz [RE] 9 kHz ~ 18 GHz | N | 소재지
129 | 03 | 전기시험 | 011 | 전자기적합성 | 가정용 전기기기 | Electrical machinery for households | KS | KS C 9814-1:2020 | 전자파적합성(EMC) - 가정용 전기 기기, 전동 공구 및 유사 기기의 요구 사항 - 제1부: 방출 | [CE] 9 kHz ~ 30 MHz [RE] 9 kHz ~ 18 GHz | 기존 | 2020 | KS C 9814-1:2020 | Electromagnetic compatibility (EMC) - Requirements for household appliances, electric tools and similar apparatus - Part 1: Emission | [CE] 9 kHz ~ 30 MHz [RE] 9 kHz ~ 18 GHz | N | 소재지
130 | 03 | 전기시험 | 011 | 전자기적합성 | 산업용 전기기기 | Electrical machinery for industries | KS | KS C 9811:2019 | 산업, 과학, 의료용(ISM) 기기 - 무선 주파수 방해 특성 - 허용기준 및 측정방법 | [RE] 1 GHz ~ 18 GHz | 기존 | 2020 | KS C 9811:2019 | Industrial, scientific and medical equipment (ISM) - Radio-frequency disturbance characteristics - Limits and methods of measurement | [RE] 1 GHz ~ 18 GHz | N | 부속시설-1
131 | 03 | 전기시험 | 011 | 전자기적합성 | 산업용 전기기기 | Electrical machinery for industries | KS | KS C 9811:2019 | 산업, 과학, 의료용(ISM) 기기 - 무선 주파수 방해 특성 - 허용기준 및 측정방법 | [CE] 9 kHz ~ 30 MHz [RE] 9 kHz ~ 18 GHz | 기존 | 2020 | KS C 9811:2019 | Industrial, scientific and medical equipment (ISM) - Radio-frequency disturbance characteristics - Limits and methods of measurement | [CE] 9 kHz ~ 30 MHz [RE] 9 kHz ~ 18 GHz | N | 소재지
132 | 03 | 전기시험 | 011 | 전자기적합성 | 유무선 통신기기 | Wired/wireless communication devices | KS | KS X 3125:2020 | 특정 소출력 무선기기 전자파적합성 시험방법 | [RE] 1 GHz ~ 18 GHz | 기존 | 2020 | KS X 3125:2020 | Electromagnetic compatibility and Radio spectrum Matters (ERM); ElectroMagnetic Compatibility (EMC) standard for radio equipment and services; Part 3: Specific conditions for Short-Range Devices (SRD) operating on frequencies between 9 kHz and 246 GHz | [RE] 1 GHz ~ 18 GHz | N | 부속시설-1
133 | 03 | 전기시험 | 011 | 전자기적합성 | 유무선 통신기기 | Wired/wireless communication devices | KS | KS X 3126:2020 | 무선 데이터 통신 시스템용 특정 소출력 무선기기 전자파적합성 시험방법 | [CE] 9 kHz ~ 30 MHz [RE] 9 kHz ~ 18 GHz [ESD] Air (2 ~ 15) kV, Contact (2 ~ 8) kV [RS] (80 ~ 6 000) MHz, (1 ~ 10) V/m [EFT] (250 ~ 4 000) V [Surge] (500 ~ 4 000) V [CS] (0.15 ~ 230) MHz, (1 ~ 10) V [MF] (1 ~ 30) A/m, (50/60) Hz [DIP and Interruption] (100 ~ 0) % reduction | 기존 | 2023 | KS X 3126:2020 | Electromagnetic compatibility and Radio spectrum Matters (ERM); ElectroMagnetic Compatibility (EMC) standard for radio equipment; Part 17: Specific conditions for Broadband Data Transmission Systems | [CE] 9 kHz ~ 30 MHz [RE] 9 kHz ~ 18 GHz [ESD] Air (2 ~ 15) kV, Contact (2 ~ 8) kV [RS] (80 ~ 6 000) MHz, (1 ~ 10) V/m [EFT] (250 ~ 4 000) V [Surge] (500 ~ 4 000) V [CS] (0.15 ~ 230) MHz, (1 ~ 10) V [MF] (1 ~ 30) A/m, (50/60) Hz [DIP and Interruption] (100 ~ 0) % reduction | N | 소재지
134 | 03 | 전기시험 | 011 | 전자기적합성 | 유무선 통신기기 | Wired/wireless communication devices | KS | KS X 3126:2020 | 무선 데이터 통신 시스템용 특정 소출력 무선기기 전자파적합성 시험방법 | [RE] 1 GHz ~ 18 GHz | 기존 | 2020 | KS X 3126:2020 | Electromagnetic compatibility and Radio spectrum Matters (ERM); ElectroMagnetic Compatibility (EMC) standard for radio equipment; Part 17: Specific conditions for Broadband Data Transmission Systems | [RE] 1 GHz ~ 18 GHz | N | 부속시설-1
135 | 03 | 전기시험 | 011 | 전자기적합성 | 유무선 통신기기 | Wired/wireless communication devices | KS | KS X 3129:2020 | 이동통신 단말기 및 보조기기의 전자파적합성 시험방법 | [CE] 9 kHz ~ 30 MHz [RE] 9 kHz ~ 18 GHz [ESD] Air (2 ~ 15) kV, Contact (2 ~ 8) kV [RS] (80 ~ 6 000) MHz, (1 ~ 10) V/m [EFT] (250 ~ 4 000) V [Surge] (500 ~ 4 000) V [CS] (0.15 ~ 230) MHz, (1 ~ 10) V [MF] (1 ~ 30) A/m, (50/60) Hz [DIP and Interruption] (100 ~ 0) % reduction | 기존 | 2023 | KS X 3129:2020 | ElectroMagnetic Compatibility (EMC) standard for radio equipment and services; Part 52: Specific conditions for Cellular Communication User Equipment (UE) radio and ancillary equipment; Harmonised Standard for ElectroMagnetic Compatibility | [CE] 9 kHz ~ 30 MHz [RE] 9 kHz ~ 18 GHz [ESD] Air (2 ~ 15) kV, Contact (2 ~ 8) kV [RS] (80 ~ 6 000) MHz, (1 ~ 10) V/m [EFT] (250 ~ 4 000) V [Surge] (500 ~ 4 000) V [CS] (0.15 ~ 230) MHz, (1 ~ 10) V [MF] (1 ~ 30) A/m, (50/60) Hz [DIP and Interruption] (100 ~ 0) % reduction | N | 소재지
136 | 03 | 전기시험 | 011 | 전자기적합성 | 유무선 통신기기 | Wired/wireless communication devices | KS | KS X 3129:2020 | 이동통신 단말기 및 보조기기의 전자파적합성 시험방법 | [RE] 1 GHz ~ 18 GHz | 기존 | 2020 | KS X 3129:2020 | ElectroMagnetic Compatibility (EMC) standard for radio equipment and services; Part 52: Specific conditions for Cellular Communication User Equipment (UE) radio and ancillary equipment; Harmonised Standard for ElectroMagnetic Compatibility | [RE] 1 GHz ~ 18 GHz | N | 부속시설-1
137 | 03 | 전기시험 | 011 | 전자기적합성 | 유무선 통신기기 | Wired/wireless communication devices | KS | KS X 3130:2014 | 음성 및 음향 신호 전송용 특정 소출력 무선 기기 전자파 적합성 시험 방법 | [CE] 9 kHz ~ 30 MHz [RE] 9 kHz ~ 18 GHz [ESD] Air (2 ~ 15) kV, Contact (2 ~ 8) kV [RS] (80 ~ 6 000) MHz, (1 ~ 10) V/m [EFT] (250 ~ 4 000) V [Surge] (500 ~ 4 000) V [CS] (0.15 ~ 230) MHz, (1 ~ 10) V [MF] (1 ~ 30) A/m, (50/60) Hz [DIP and Interruption] (100 ~ 0) % reduction | 기존 | 2023 | KS X 3130:2014 | ElectroMagnetic Compatibility (EMC) standard for radio equipment and services; Part 9: Specific conditions for wireless microphones, similar Radio Frequency (RF) audio link equipment, cordless audio and in-ear monitoring devices; Harmonised Standard covering the essential requirements of article 3.1(b) of Directive 2014/53/EU | [CE] 9 kHz ~ 30 MHz [RE] 9 kHz ~ 18 GHz [ESD] Air (2 ~ 15) kV, Contact (2 ~ 8) kV [RS] (80 ~ 6 000) MHz, (1 ~ 10) V/m [EFT] (250 ~ 4 000) V [Surge] (500 ~ 4 000) V [CS] (0.15 ~ 230) MHz, (1 ~ 10) V [MF] (1 ~ 30) A/m, (50/60) Hz [DIP and Interruption] (100 ~ 0) % reduction | N | 소재지
138 | 03 | 전기시험 | 011 | 전자기적합성 | 유무선 통신기기 | Wired/wireless communication devices | KS | KS X 3130:2014 | 음성 및 음향 신호 전송용 특정 소출력 무선 기기 전자파 적합성 시험 방법 | [RE] 1 GHz ~ 18 GHz | 기존 | 2020 | KS X 3130:2014 | ElectroMagnetic Compatibility (EMC) standard for radio equipment and services; Part 9: Specific conditions for wireless microphones, similar Radio Frequency (RF) audio link equipment, cordless audio and in-ear monitoring devices; Harmonised Standard covering the essential requirements of article 3.1(b) of Directive 2014/53/EU | [RE] 1 GHz ~ 18 GHz | N | 부속시설-1
139 | 03 | 전기시험 | 011 | 전자기적합성 | 가정용 전기기기 | Electrical machinery for households | KS | KS X 3143:2020 | 가정용 무선 전력 전송기기 전자파장해 시험방법 | [CE] 9 kHz ~ 30 MHz [RE] 9 kHz ~ 18 GHz | 기존 | 2020 | KS X 3143:2020 | Limit and methods of measurement of radio disturbance characteristics of wireless power transfer for household appliances | [CE] 9 kHz ~ 30 MHz [RE] 9 kHz ~ 18 GHz | N | 소재지
140 | 03 | 전기시험 | 011 | 전자기적합성 | 가정용 전기기기 | Electrical machinery for households | KS | KS X 3143:2020 | 가정용 무선 전력 전송기기 전자파장해 시험방법 | [RE] 1 GHz ~ 18 GHz | 기존 | 2020 | KS X 3143:2020 | Limit and methods of measurement of radio disturbance characteristics of wireless power transfer for household appliances | [RE] 1 GHz ~ 18 GHz | N | 부속시설-1
141 | 03 | 전기시험 | 011 | 전자기적합성 | 가정용 전기기기 | Electrical machinery for households | 기타 | QCVN 118:2018/BTTTT | National technical regulation on Electromagnetic compatibility of multimedia equipment - Emission requirements | [CE] 9 kHz ~ 30 MHz [RE] 9 kHz ~ 18 GHz | 기존 | 2020 | QCVN 118:2018/BTTTT | National technical regulation on Electromagnetic compatibility of multimedia equipment - Emission requirements | [CE] 9 kHz ~ 30 MHz [RE] 9 kHz ~ 18 GHz | N | 소재지
142 | 03 | 전기시험 | 011 | 전자기적합성 | 가정용 전기기기 | Electrical machinery for households | 기타 | QCVN 118:2018/BTTTT | National technical regulation on Electromagnetic compatibility of multimedia equipment - Emission requirements | [RE] 1 GHz ~ 18 GHz | 기존 | 2020 | QCVN 118:2018/BTTTT | National technical regulation on Electromagnetic compatibility of multimedia equipment - Emission requirements | [RE] 1 GHz ~ 18 GHz | N | 부속시설-1
143 | 03 | 전기시험 | 011 | 전자기적합성 | 유무선 통신기기 | Wired/wireless communication devices | 기타 | ETSI EN 301 489-3 V2.2.0 (2021-11) | Electromagnetic compatibility and Radio spectrum Matters (ERM); ElectroMagnetic Compatibility (EMC) standard for radio equipment and services; Part 3: Specific conditions for Short-Range Devices (SRD) operating on frequencies between 9 kHz and 246 GHz | [CE] 9 kHz ~ 30 MHz [RE] 9 kHz ~ 18 GHz [ESD] Air (2 ~ 15) kV, Contact (2 ~ 8) kV [RS] (80 ~ 6 000) MHz, (1 ~ 10) V/m [EFT] (250 ~ 4 000) V [Surge] (500 ~ 4 000) V [CS] (0.15 ~ 230) MHz, (1 ~ 10) V [MF] (1 ~ 30) A/m, (50/60) Hz [DIP and Interruption] (100 ~ 0) % reduction | 기존 | 2023 | ETSI EN 301 489-3 V2.2.0 (2021-11) | Electromagnetic compatibility and Radio spectrum Matters (ERM); ElectroMagnetic Compatibility (EMC) standard for radio equipment and services; Part 3: Specific conditions for Short-Range Devices (SRD) operating on frequencies between 9 kHz and 246 GHz | [CE] 9 kHz ~ 30 MHz [RE] 9 kHz ~ 18 GHz [ESD] Air (2 ~ 15) kV, Contact (2 ~ 8) kV [RS] (80 ~ 6 000) MHz, (1 ~ 10) V/m [EFT] (250 ~ 4 000) V [Surge] (500 ~ 4 000) V [CS] (0.15 ~ 230) MHz, (1 ~ 10) V [MF] (1 ~ 30) A/m, (50/60) Hz [DIP and Interruption] (100 ~ 0) % reduction | N | 소재지
144 | 03 | 전기시험 | 011 | 전자기적합성 | 계측기기 | Measuring instruments | IEC | IEC 61326-2-3:2020 | Electrical equipment for measurement, control and laboratory use - EMC requirements - Part 2-3: Particular requirements - Test configuration, operational conditions and performance criteria for transducers with integrated or remote signal conditioning | [RE] 1 GHz ~ 18 GHz | 기존 | 2023 | IEC 61326-2-3:2020 | Electrical equipment for measurement, control and laboratory use - EMC requirements - Part 2-3: Particular requirements - Test configuration, operational conditions and performance criteria for transducers with integrated or remote signal conditioning | [RE] 1 GHz ~ 18 GHz | N | 부속시설-1
145 | 03 | 전기시험 | 011 | 전자기적합성 | 계측기기 | Measuring instruments | IEC | IEC 61326-1:2020 | Electrical equipment or measurement, control and laboratory use - EMC requirements - Part 1:General requirements | [CE] 9 kHz ~ 30 MHz [RE] 9 kHz ~ 18 GHz [ESD] Air (2 ~ 15) kV, Contact (2 ~ 8) kV [RS] (80 ~ 6 000) MHz, (1 ~ 10) V/m [EFT] (250 ~ 4 000) V [Surge] (500 ~ 4 000) V [CS] (0.15 ~ 230) MHz, (1 ~ 10) V [MF] (1 ~ 30) A/m, (50/60) Hz [DIP and Interruption] (100 ~ 0) % reduction | 기존 | 2023 | IEC 61326-1:2020 | Electrical equipment or measurement, control and laboratory use - EMC requirements - Part 1:General requirements | [CE] 9 kHz ~ 30 MHz [RE] 9 kHz ~ 18 GHz [ESD] Air (2 ~ 15) kV, Contact (2 ~ 8) kV [RS] (80 ~ 6 000) MHz, (1 ~ 10) V/m [EFT] (250 ~ 4 000) V [Surge] (500 ~ 4 000) V [CS] (0.15 ~ 230) MHz, (1 ~ 10) V [MF] (1 ~ 30) A/m, (50/60) Hz [DIP and Interruption] (100 ~ 0) % reduction | N | 소재지
146 | 03 | 전기시험 | 011 | 전자기적합성 | 계측기기 | Measuring instruments | IEC | IEC 61326-1:2020 | Electrical equipment or measurement, control and laboratory use - EMC requirements - Part 1:General requirements | [RE] 1 GHz ~ 18 GHz | 기존 | 2020 | IEC 61326-1:2020 | Electrical equipment or measurement, control and laboratory use - EMC requirements - Part 1:General requirements | [RE] 1 GHz ~ 18 GHz | N | 부속시설-1
147 | 03 | 전기시험 | 011 | 전자기적합성 | 계측기기 | Measuring instruments | IEC | IEC 61326-2-1:2012 | Electrical equipment for measurement, control and laboratory use - EMC requirements - Part 2-1: Particular requirements - Test configurations, operational conditions and performance criteria for sensitive test and measurement equipment for EMC unprotected applications | [CE] 9 kHz ~ 30 MHz [RE] 9 kHz ~ 18 GHz [ESD] Air (2 ~ 15) kV, Contact (2 ~ 8) kV [RS] (80 ~ 6 000) MHz, (1 ~ 10) V/m [EFT] (250 ~ 4 000) V [Surge] (500 ~ 4 000) V [CS] (0.15 ~ 230) MHz, (1 ~ 10) V [MF] (1 ~ 30) A/m, (50/60) Hz [DIP and Interruption] (100 ~ 0) % reduction | 기존 | 2023 | IEC 61326-2-1:2012 | Electrical equipment for measurement, control and laboratory use - EMC requirements - Part 2-1: Particular requirements - Test configurations, operational conditions and performance criteria for sensitive test and measurement equipment for EMC unprotected applications | [CE] 9 kHz ~ 30 MHz [RE] 9 kHz ~ 18 GHz [ESD] Air (2 ~ 15) kV, Contact (2 ~ 8) kV [RS] (80 ~ 6 000) MHz, (1 ~ 10) V/m [EFT] (250 ~ 4 000) V [Surge] (500 ~ 4 000) V [CS] (0.15 ~ 230) MHz, (1 ~ 10) V [MF] (1 ~ 30) A/m, (50/60) Hz [DIP and Interruption] (100 ~ 0) % reduction | N | 소재지
148 | 03 | 전기시험 | 011 | 전자기적합성 | 조명기기 | Lighting devices | IEC | IEC 61547:2020 | Interpretation sheet 1 - Equipment for general lighting purposes - EMC immunity requirements | [ESD] Air (2 ~ 15) kV, Contact (2 ~ 8) kV [RS] (80 ~ 6 000) MHz, (1 ~ 10) V/m [EFT] (250 ~ 4 000) V [Surge] (500 ~ 4 000) V [CS] (0.15 ~ 230) MHz, (1 ~ 10) V [MF] (1 ~ 30) A/m, (50/60) Hz [DIP and Interruption] (100 ~ 0) % reduction | 기존 | 2023 | IEC 61547:2020 | Interpretation sheet 1 - Equipment for general lighting purposes - EMC immunity requirements | [ESD] Air (2 ~ 15) kV, Contact (2 ~ 8) kV [RS] (80 ~ 6 000) MHz, (1 ~ 10) V/m [EFT] (250 ~ 4 000) V [Surge] (500 ~ 4 000) V [CS] (0.15 ~ 230) MHz, (1 ~ 10) V [MF] (1 ~ 30) A/m, (50/60) Hz [DIP and Interruption] (100 ~ 0) % reduction | N | 소재지
149 | 03 | 전기시험 | 011 | 전자기적합성 | 조명기기 | Lighting devices | IEC | IEC 61547:2009+ISH1:2013 | Interpretation sheet 1 - Equipment for general lighting purposes - EMC immunity requirements | [ESD] Air (2 ~ 15) kV, Contact (2 ~ 8) kV [RS] (80 ~ 6 000) MHz, (1 ~ 10) V/m [EFT] (250 ~ 4 000) V [Surge] (500 ~ 4 000) V [CS] (0.15 ~ 230) MHz, (1 ~ 10) V [MF] (1 ~ 30) A/m, (50/60) Hz [DIP and Interruption] (100 ~ 0) % reduction | 기존 | 2023 | IEC 61547:2009+ISH1:2013 | Interpretation sheet 1 - Equipment for general lighting purposes - EMC immunity requirements | [ESD] Air (2 ~ 15) kV, Contact (2 ~ 8) kV [RS] (80 ~ 6 000) MHz, (1 ~ 10) V/m [EFT] (250 ~ 4 000) V [Surge] (500 ~ 4 000) V [CS] (0.15 ~ 230) MHz, (1 ~ 10) V [MF] (1 ~ 30) A/m, (50/60) Hz [DIP and Interruption] (100 ~ 0) % reduction | N | 소재지
150 | 03 | 전기시험 | 011 | 전자기적합성 | 조명기기 | Lighting devices | IEC | IEC 61547:2009 | Equipment for general lighting purposes - EMC immunity requirements | [ESD] Air (2 ~ 15) kV, Contact (2 ~ 8) kV [RS] (80 ~ 6 000) MHz, (1 ~ 10) V/m [EFT] (250 ~ 4 000) V [Surge] (500 ~ 4 000) V [CS] (0.15 ~ 230) MHz, (1 ~ 10) V [MF] (1 ~ 30) A/m, (50/60) Hz [DIP and Interruption] (100 ~ 0) % reduction | 기존 | 2023 | IEC 61547:2009 | Equipment for general lighting purposes - EMC immunity requirements | [ESD] Air (2 ~ 15) kV, Contact (2 ~ 8) kV [RS] (80 ~ 6 000) MHz, (1 ~ 10) V/m [EFT] (250 ~ 4 000) V [Surge] (500 ~ 4 000) V [CS] (0.15 ~ 230) MHz, (1 ~ 10) V [MF] (1 ~ 30) A/m, (50/60) Hz [DIP and Interruption] (100 ~ 0) % reduction | N | 소재지
151 | 03 | 전기시험 | 011 | 전자기적합성 | 계측기기 | Measuring instruments | IEC | IEC 61326-2-6:2020 | Electrical equipment for measurement, control and laboratory use - EMC requirements - Part 2-6: Particular requirements - In vitro diagnostic (IVD) medical equipment | [RE] 1 GHz ~ 18 GHz | 기존 | 2020 | IEC 61326-2-6:2020 | Electrical equipment for measurement, control and laboratory use - EMC requirements - Part 2-6: Particular requirements - In vitro diagnostic (IVD) medical equipment | [RE] 1 GHz ~ 18 GHz | N | 부속시설-1
152 | 03 | 전기시험 | 011 | 전자기적합성 | 계측기기 | Measuring instruments | IEC | IEC 61326-2-6:2020 | Electrical equipment for measurement, control and laboratory use - EMC requirements - Part 2-6: Particular requirements - In vitro diagnostic (IVD) medical equipment | [CE] 9 kHz ~ 30 MHz [RE] 9 kHz ~ 18 GHz [ESD] Air (2 ~ 15) kV, Contact (2 ~ 8) kV [RS] (80 ~ 6 000) MHz, (1 ~ 10) V/m [EFT] (250 ~ 4 000) V [Surge] (500 ~ 4 000) V [CS] (0.15 ~ 230) MHz, (1 ~ 10) V [MF] (1 ~ 30) A/m, (50/60) Hz [DIP and Interruption] (100 ~ 0) % reduction | 기존 | 2023 | IEC 61326-2-6:2020 | Electrical equipment for measurement, control and laboratory use - EMC requirements - Part 2-6: Particular requirements - In vitro diagnostic (IVD) medical equipment | [CE] 9 kHz ~ 30 MHz [RE] 9 kHz ~ 18 GHz [ESD] Air (2 ~ 15) kV, Contact (2 ~ 8) kV [RS] (80 ~ 6 000) MHz, (1 ~ 10) V/m [EFT] (250 ~ 4 000) V [Surge] (500 ~ 4 000) V [CS] (0.15 ~ 230) MHz, (1 ~ 10) V [MF] (1 ~ 30) A/m, (50/60) Hz [DIP and Interruption] (100 ~ 0) % reduction | N | 소재지
153 | 03 | 전기시험 | 011 | 전자기적합성 | 계측기기 | Measuring instruments | IEC | IEC 61326-2-6:2012 | Electrical equipment for measurement, control and laboratory use - EMC requirements - Part 2-6: Particular requirements - In vitro diagnostic (IVD) medical equipment | [RE] 1 GHz ~ 18 GHz | 기존 | 2020 | IEC 61326-2-6:2012 | Electrical equipment for measurement, control and laboratory use - EMC requirements - Part 2-6: Particular requirements - In vitro diagnostic (IVD) medical equipment | [RE] 1 GHz ~ 18 GHz | N | 부속시설-1
154 | 03 | 전기시험 | 011 | 전자기적합성 | 계측기기 | Measuring instruments | IEC | IEC 61326-2-6:2012 | Electrical equipment for measurement, control and laboratory use - EMC requirements - Part 2-6: Particular requirements - In vitro diagnostic (IVD) medical equipment | [CE] 9 kHz ~ 30 MHz [RE] 9 kHz ~ 18 GHz [ESD] Air (2 ~ 15) kV, Contact (2 ~ 8) kV [RS] (80 ~ 6 000) MHz, (1 ~ 10) V/m [EFT] (250 ~ 4 000) V [Surge] (500 ~ 4 000) V [CS] (0.15 ~ 230) MHz, (1 ~ 10) V [MF] (1 ~ 30) A/m, (50/60) Hz [DIP and Interruption] (100 ~ 0) % reduction | 기존 | 2023 | IEC 61326-2-6:2012 | Electrical equipment for measurement, control and laboratory use - EMC requirements - Part 2-6: Particular requirements - In vitro diagnostic (IVD) medical equipment | [CE] 9 kHz ~ 30 MHz [RE] 9 kHz ~ 18 GHz [ESD] Air (2 ~ 15) kV, Contact (2 ~ 8) kV [RS] (80 ~ 6 000) MHz, (1 ~ 10) V/m [EFT] (250 ~ 4 000) V [Surge] (500 ~ 4 000) V [CS] (0.15 ~ 230) MHz, (1 ~ 10) V [MF] (1 ~ 30) A/m, (50/60) Hz [DIP and Interruption] (100 ~ 0) % reduction | N | 소재지
155 | 03 | 전기시험 | 011 | 전자기적합성 | 계측기기 | Measuring instruments | IEC | IEC 61326-2-5:2020 | Electrical equipment for measurement, control and laboratory use - EMC requirements - Part 2-5: Particular requirements - Test configurations, operational conditions and performance criteria for field devices with interfaces according to IEC 61784-1, CP 3/2 | [RE] 1 GHz ~ 18 GHz | 기존 | 2023 | IEC 61326-2-5:2020 | Electrical equipment for measurement, control and laboratory use - EMC requirements - Part 2-5: Particular requirements - Test configurations, operational conditions and performance criteria for field devices with interfaces according to IEC 61784-1, CP 3/2 | [RE] 1 GHz ~ 18 GHz | N | 부속시설-1
156 | 03 | 전기시험 | 011 | 전자기적합성 | 계측기기 | Measuring instruments | IEC | IEC 61326-2-5:2020 | Electrical equipment for measurement, control and laboratory use - EMC requirements - Part 2-5: Particular requirements - Test configurations, operational conditions and performance criteria for field devices with interfaces according to IEC 61784-1, CP 3/2 | [CE] 9 kHz ~ 30 MHz [RE] 9 kHz ~ 18 GHz [ESD] Air (2 ~ 15) kV, Contact (2 ~ 8) kV [RS] (80 ~ 6 000) MHz, (1 ~ 10) V/m [EFT] (250 ~ 4 000) V [Surge] (500 ~ 4 000) V [CS] (0.15 ~ 230) MHz, (1 ~ 10) V [MF] (1 ~ 30) A/m, (50/60) Hz [DIP and Interruption] (100 ~ 0) % reduction | 기존 | 2023 | IEC 61326-2-5:2020 | Electrical equipment for measurement, control and laboratory use - EMC requirements - Part 2-5: Particular requirements - Test configurations, operational conditions and performance criteria for field devices with interfaces according to IEC 61784-1, CP 3/2 | [CE] 9 kHz ~ 30 MHz [RE] 9 kHz ~ 18 GHz [ESD] Air (2 ~ 15) kV, Contact (2 ~ 8) kV [RS] (80 ~ 6 000) MHz, (1 ~ 10) V/m [EFT] (250 ~ 4 000) V [Surge] (500 ~ 4 000) V [CS] (0.15 ~ 230) MHz, (1 ~ 10) V [MF] (1 ~ 30) A/m, (50/60) Hz [DIP and Interruption] (100 ~ 0) % reduction | N | 소재지
157 | 03 | 전기시험 | 011 | 전자기적합성 | 계측기기 | Measuring instruments | IEC | IEC 61326-2-5:2012 | Electrical equipment for measurement, control and laboratory use - EMC requirements - Part 2-5: Particular requirements - Test configurations, operational conditions and performance criteria for field devices with interfaces according to IEC 61784-1, CP 3/2 | [RE] 1 GHz ~ 18 GHz | 기존 | 2020 | IEC 61326-2-5:2012 | Electrical equipment for measurement, control and laboratory use - EMC requirements - Part 2-5: Particular requirements - Test configurations, operational conditions and performance criteria for field devices with interfaces according to IEC 61784-1, CP 3/2 | [RE] 1 GHz ~ 18 GHz | N | 부속시설-1
158 | 03 | 전기시험 | 011 | 전자기적합성 | 계측기기 | Measuring instruments | IEC | IEC 61326-2-5:2012 | Electrical equipment for measurement, control and laboratory use - EMC requirements - Part 2-5: Particular requirements - Test configurations, operational conditions and performance criteria for field devices with interfaces according to IEC 61784-1, CP 3/2 | [CE] 9 kHz ~ 30 MHz [RE] 9 kHz ~ 18 GHz [ESD] Air (2 ~ 15) kV, Contact (2 ~ 8) kV [RS] (80 ~ 6 000) MHz, (1 ~ 10) V/m [EFT] (250 ~ 4 000) V [Surge] (500 ~ 4 000) V [CS] (0.15 ~ 230) MHz, (1 ~ 10) V [MF] (1 ~ 30) A/m, (50/60) Hz [DIP and Interruption] (100 ~ 0) % reduction | 기존 | 2023 | IEC 61326-2-5:2012 | Electrical equipment for measurement, control and laboratory use - EMC requirements - Part 2-5: Particular requirements - Test configurations, operational conditions and performance criteria for field devices with interfaces according to IEC 61784-1, CP 3/2 | [CE] 9 kHz ~ 30 MHz [RE] 9 kHz ~ 18 GHz [ESD] Air (2 ~ 15) kV, Contact (2 ~ 8) kV [RS] (80 ~ 6 000) MHz, (1 ~ 10) V/m [EFT] (250 ~ 4 000) V [Surge] (500 ~ 4 000) V [CS] (0.15 ~ 230) MHz, (1 ~ 10) V [MF] (1 ~ 30) A/m, (50/60) Hz [DIP and Interruption] (100 ~ 0) % reduction | N | 소재지
159 | 03 | 전기시험 | 011 | 전자기적합성 | 가정용 전기기기 | Electrical machinery for households | 기타 | EN IEC 55014-1:2021 | Electromagnetic compatibility - Requirements for household appliances, electric tools and similar apparatus - Part 1: Emission | [RE] 1 GHz ~ 18 GHz | 기존 | 2020 | EN IEC 55014-1:2021 | Electromagnetic compatibility - Requirements for household appliances, electric tools and similar apparatus - Part 1: Emission | [RE] 1 GHz ~ 18 GHz | N | 부속시설-1
160 | 03 | 전기시험 | 011 | 전자기적합성 | 계측기기 | Measuring instruments | IEC | IEC 61326-2-2:2020 | Electrical equipment for measurement, control and laboratory use - EMC requirements - Part 2-2: Particular requirements - Test configurations, operational conditions and performance criteria for portable test, measuring and monitoring equipment used in low-voltage distribution systems | [RE] 1 GHz ~ 18 GHz | 기존 | 2023 | IEC 61326-2-2:2020 | Electrical equipment for measurement, control and laboratory use - EMC requirements - Part 2-2: Particular requirements - Test configurations, operational conditions and performance criteria for portable test, measuring and monitoring equipment used in low-voltage distribution systems | [RE] 1 GHz ~ 18 GHz | N | 부속시설-1
161 | 03 | 전기시험 | 011 | 전자기적합성 | 계측기기 | Measuring instruments | IEC | IEC 61326-2-2:2020 | Electrical equipment for measurement, control and laboratory use - EMC requirements - Part 2-2: Particular requirements - Test configurations, operational conditions and performance criteria for portable test, measuring and monitoring equipment used in low-voltage distribution systems | [CE] 9 kHz ~ 30 MHz [RE] 9 kHz ~ 18 GHz [ESD] Air (2 ~ 15) kV, Contact (2 ~ 8) kV [RS] (80 ~ 6 000) MHz, (1 ~ 10) V/m [EFT] (250 ~ 4 000) V [Surge] (500 ~ 4 000) V [CS] (0.15 ~ 230) MHz, (1 ~ 10) V [MF] (1 ~ 30) A/m, (50/60) Hz [DIP and Interruption] (100 ~ 0) % reduction | 기존 | 2023 | IEC 61326-2-2:2020 | Electrical equipment for measurement, control and laboratory use - EMC requirements - Part 2-2: Particular requirements - Test configurations, operational conditions and performance criteria for portable test, measuring and monitoring equipment used in low-voltage distribution systems | [CE] 9 kHz ~ 30 MHz [RE] 9 kHz ~ 18 GHz [ESD] Air (2 ~ 15) kV, Contact (2 ~ 8) kV [RS] (80 ~ 6 000) MHz, (1 ~ 10) V/m [EFT] (250 ~ 4 000) V [Surge] (500 ~ 4 000) V [CS] (0.15 ~ 230) MHz, (1 ~ 10) V [MF] (1 ~ 30) A/m, (50/60) Hz [DIP and Interruption] (100 ~ 0) % reduction | N | 소재지
162 | 03 | 전기시험 | 011 | 전자기적합성 | 계측기기 | Measuring instruments | IEC | IEC 61326-2-2:2012 | Electrical equipment for measurement, control and laboratory use - EMC requirements - Part 2-2: Particular requirements - Test configurations, operational conditions and performance criteria for portable test, measuring and monitoring equipment used in low-voltage distribution systems | [RE] 1 GHz ~ 18 GHz | 기존 | 2020 | IEC 61326-2-2:2012 | Electrical equipment for measurement, control and laboratory use - EMC requirements - Part 2-2: Particular requirements - Test configurations, operational conditions and performance criteria for portable test, measuring and monitoring equipment used in low-voltage distribution systems | [RE] 1 GHz ~ 18 GHz | N | 부속시설-1
163 | 03 | 전기시험 | 011 | 전자기적합성 | 계측기기 | Measuring instruments | IEC | IEC 61326-2-2:2012 | Electrical equipment for measurement, control and laboratory use - EMC requirements - Part 2-2: Particular requirements - Test configurations, operational conditions and performance criteria for portable test, measuring and monitoring equipment used in low-voltage distribution systems | [CE] 9 kHz ~ 30 MHz [RE] 9 kHz ~ 18 GHz [ESD] Air (2 ~ 15) kV, Contact (2 ~ 8) kV [RS] (80 ~ 6 000) MHz, (1 ~ 10) V/m [EFT] (250 ~ 4 000) V [Surge] (500 ~ 4 000) V [CS] (0.15 ~ 230) MHz, (1 ~ 10) V [MF] (1 ~ 30) A/m, (50/60) Hz [DIP and Interruption] (100 ~ 0) % reduction | 기존 | 2023 | IEC 61326-2-2:2012 | Electrical equipment for measurement, control and laboratory use - EMC requirements - Part 2-2: Particular requirements - Test configurations, operational conditions and performance criteria for portable test, measuring and monitoring equipment used in low-voltage distribution systems | [CE] 9 kHz ~ 30 MHz [RE] 9 kHz ~ 18 GHz [ESD] Air (2 ~ 15) kV, Contact (2 ~ 8) kV [RS] (80 ~ 6 000) MHz, (1 ~ 10) V/m [EFT] (250 ~ 4 000) V [Surge] (500 ~ 4 000) V [CS] (0.15 ~ 230) MHz, (1 ~ 10) V [MF] (1 ~ 30) A/m, (50/60) Hz [DIP and Interruption] (100 ~ 0) % reduction | N | 소재지
164 | 03 | 전기시험 | 011 | 전자기적합성 | 계측기기 | Measuring instruments | IEC | IEC 61326-2-1:2020 | Electrical equipment for measurement, control and laboratory use - EMC requirements - Part 2-1: Particular requirements - Test configurations, operational conditions and performance criteria for sensitive test and measurement equipment for EMC unprotected applications | [RE] 1 GHz ~ 18 GHz | 기존 | 2023 | IEC 61326-2-1:2020 | Electrical equipment for measurement, control and laboratory use - EMC requirements - Part 2-1: Particular requirements - Test configurations, operational conditions and performance criteria for sensitive test and measurement equipment for EMC unprotected applications | [RE] 1 GHz ~ 18 GHz | N | 부속시설-1
165 | 03 | 전기시험 | 011 | 전자기적합성 | 계측기기 | Measuring instruments | IEC | IEC 61326-2-1:2020 | Electrical equipment for measurement, control and laboratory use - EMC requirements - Part 2-1: Particular requirements - Test configurations, operational conditions and performance criteria for sensitive test and measurement equipment for EMC unprotected applications | [CE] 9 kHz ~ 30 MHz [RE] 9 kHz ~ 18 GHz [ESD] Air (2 ~ 15) kV, Contact (2 ~ 8) kV [RS] (80 ~ 6 000) MHz, (1 ~ 10) V/m [EFT] (250 ~ 4 000) V [Surge] (500 ~ 4 000) V [CS] (0.15 ~ 230) MHz, (1 ~ 10) V [MF] (1 ~ 30) A/m, (50/60) Hz [DIP and Interruption] (100 ~ 0) % reduction | 기존 | 2023 | IEC 61326-2-1:2020 | Electrical equipment for measurement, control and laboratory use - EMC requirements - Part 2-1: Particular requirements - Test configurations, operational conditions and performance criteria for sensitive test and measurement equipment for EMC unprotected applications | [CE] 9 kHz ~ 30 MHz [RE] 9 kHz ~ 18 GHz [ESD] Air (2 ~ 15) kV, Contact (2 ~ 8) kV [RS] (80 ~ 6 000) MHz, (1 ~ 10) V/m [EFT] (250 ~ 4 000) V [Surge] (500 ~ 4 000) V [CS] (0.15 ~ 230) MHz, (1 ~ 10) V [MF] (1 ~ 30) A/m, (50/60) Hz [DIP and Interruption] (100 ~ 0) % reduction | N | 소재지
166 | 03 | 전기시험 | 011 | 전자기적합성 | 계측기기 | Measuring instruments | IEC | IEC 61326-2-1:2012 | Electrical equipment for measurement, control and laboratory use - EMC requirements - Part 2-1: Particular requirements - Test configurations, operational conditions and performance criteria for sensitive test and measurement equipment for EMC unprotected applications | [RE] 1 GHz ~ 18 GHz | 기존 | 2020 | IEC 61326-2-1:2012 | Electrical equipment for measurement, control and laboratory use - EMC requirements - Part 2-1: Particular requirements - Test configurations, operational conditions and performance criteria for sensitive test and measurement equipment for EMC unprotected applications | [RE] 1 GHz ~ 18 GHz | N | 부속시설-1
167 | 03 | 전기시험 | 011 | 전자기적합성 | 가정용 전기기기 | Electrical machinery for households | KS | KS C 9832:2023 | 멀티미디어 기기 전자파 방해 시험방법 | [CE] 9 kHz ~ 30 MHz [RE] 9 kHz ~ 18 GHz | 기존 | 2023 | KS C 9832:2023 | Electromagnetic compatibility of multimedia equipment - Emission requirements | [CE] 9 kHz ~ 30 MHz [RE] 9 kHz ~ 18 GHz | N | 소재지
168 | 03 | 전기시험 | 011 | 전자기적합성 | 전자기 적합성 | Electromagnetic compatibility | IEC | IEC 61000-4-11:2004 | Electromagnetic compatibility (EMC) - Part 4-11: Testing and measurement techniques - Voltage dips, short interruptions and voltage variations immunity tests | [DIP and Interruption] (100 ~ 0) % reduction | 기존 | 2020 | IEC 61000-4-11:2004 | Electromagnetic compatibility (EMC) - Part 4-11: Testing and measurement techniques - Voltage dips, short interruptions and voltage variations immunity tests | [DIP and Interruption] (100 ~ 0) % reduction | N | 소재지
169 | 03 | 전기시험 | 011 | 전자기적합성 | 전자기 적합성 | Electromagnetic compatibility | IEC | IEC 61000-4-11:2004+A1:2017 | Electromagnetic compatibility (EMC) - Part 4-11: Testing and measurement techniques - Voltage dips, short interruptions and voltage variations immunity tests | [DIP and Interruption] (100 ~ 0) % reduction | 기존 | 2020 | IEC 61000-4-11:2004+A1:2017 | Electromagnetic compatibility (EMC) - Part 4-11: Testing and measurement techniques - Voltage dips, short interruptions and voltage variations immunity tests | [DIP and Interruption] (100 ~ 0) % reduction | N | 소재지
170 | 03 | 전기시험 | 011 | 전자기적합성 | 계측기기 | Measuring instruments | IEC | IEC 61326-2-3:2020 | Electrical equipment for measurement, control and laboratory use - EMC requirements - Part 2-3: Particular requirements - Test configuration, operational conditions and performance criteria for transducers with integrated or remote signal conditioning | [CE] 9 kHz ~ 30 MHz [RE] 9 kHz ~ 18 GHz [ESD] Air (2 ~ 15) kV, Contact (2 ~ 8) kV [RS] (80 ~ 6 000) MHz, (1 ~ 10) V/m [EFT] (250 ~ 4 000) V [Surge] (500 ~ 4 000) V [CS] (0.15 ~ 230) MHz, (1 ~ 10) V [MF] (1 ~ 30) A/m, (50/60) Hz [DIP and Interruption] (100 ~ 0) % reduction | 기존 | 2023 | IEC 61326-2-3:2020 | Electrical equipment for measurement, control and laboratory use - EMC requirements - Part 2-3: Particular requirements - Test configuration, operational conditions and performance criteria for transducers with integrated or remote signal conditioning | [CE] 9 kHz ~ 30 MHz [RE] 9 kHz ~ 18 GHz [ESD] Air (2 ~ 15) kV, Contact (2 ~ 8) kV [RS] (80 ~ 6 000) MHz, (1 ~ 10) V/m [EFT] (250 ~ 4 000) V [Surge] (500 ~ 4 000) V [CS] (0.15 ~ 230) MHz, (1 ~ 10) V [MF] (1 ~ 30) A/m, (50/60) Hz [DIP and Interruption] (100 ~ 0) % reduction | N | 소재지
171 | 03 | 전기시험 | 011 | 전자기적합성 | 계측기기 | Measuring instruments | IEC | IEC 61326-2-3:2012 | Electrical equipment for measurement, control and laboratory use - EMC requirements - Part 2-3: Particular requirements - Test configuration, operational conditions and performance criteria for transducers with integrated or remote signal conditioning | [RE] 1 GHz ~ 18 GHz | 기존 | 2020 | IEC 61326-2-3:2012 | Electrical equipment for measurement, control and laboratory use - EMC requirements - Part 2-3: Particular requirements - Test configuration, operational conditions and performance criteria for transducers with integrated or remote signal conditioning | [RE] 1 GHz ~ 18 GHz | N | 부속시설-1
172 | 03 | 전기시험 | 011 | 전자기적합성 | 철도차량 및 관련제품 | Railroad vehicles and related products | IEC | IEC 62236-1:2018 | Railway applications - Electromagnetic compatibility - Part 1: General | - | 기존 | 2023 | IEC 62236-1:2018 | Railway applications - Electromagnetic compatibility - Part 1: General | - | N | 소재지
173 | 03 | 전기시험 | 011 | 전자기적합성 | 산업용 전기기기 | Electrical machinery for industries | KS | KS C 9610-6-3:2023 | 전자파적합성(EMC) - 제6-3부: 일반기준 - 주거용, 상업용 및 경공업 환경에서 사용하는 기기의 전자파 방해 표준 | [CE] 9 kHz ~ 30 MHz [RE] 9 kHz ~ 18 GHz | 기존 | 2023 | KS C 9610-6-3:2023 | Electromagnetic compatibility (EMC) - Part 6-3: Generic standards - Emission standard for residential, commercial and lightindustrial environments | [CE] 9 kHz ~ 30 MHz [RE] 9 kHz ~ 18 GHz | N | 소재지
174 | 03 | 전기시험 | 011 | 전자기적합성 | 철도차량 및 관련제품 | Railroad vehicles and related products | IEC | IEC 62236-1:2008 | Railway applications - Electromagnetic compatibility - Part 1: General | - | 기존 | 2023 | IEC 62236-1:2008 | Railway applications - Electromagnetic compatibility - Part 1: General | - | N | 부속시설-1
175 | 03 | 전기시험 | 011 | 전자기적합성 | 철도차량 및 관련제품 | Railroad vehicles and related products | IEC | IEC 62236-1:2008 | Railway applications - Electromagnetic compatibility - Part 1: General | - | 기존 | 2023 | IEC 62236-1:2008 | Railway applications - Electromagnetic compatibility - Part 1: General | - | N | 소재지
176 | 03 | 전기시험 | 011 | 전자기적합성 | 계측기기 | Measuring instruments | IEC | IEC 61326-1:2012 | Electrical equipment or measurement, control and laboratory use – EMC requirements - Part 1:General requirements | [RE] 1 GHz ~ 18 GHz | 기존 | 2020 | IEC 61326-1:2012 | Electrical equipment or measurement, control and laboratory use – EMC requirements - Part 1:General requirements | [RE] 1 GHz ~ 18 GHz | N | 부속시설-1
177 | 03 | 전기시험 | 011 | 전자기적합성 | 계측기기 | Measuring instruments | IEC | IEC 61326-1:2012 | Electrical equipment or measurement, control and laboratory use – EMC requirements - Part 1:General requirements | [CE] 9 kHz ~ 30 MHz [RE] 9 kHz ~ 18 GHz [ESD] Air (2 ~ 15) kV, Contact (2 ~ 8) kV [RS] (80 ~ 6 000) MHz, (1 ~ 10) V/m [EFT] (250 ~ 4 000) V [Surge] (500 ~ 4 000) V [CS] (0.15 ~ 230) MHz, (1 ~ 10) V [MF] (1 ~ 30) A/m, (50/60) Hz [DIP and Interruption] (100 ~ 0) % reduction | 기존 | 2023 | IEC 61326-1:2012 | Electrical equipment or measurement, control and laboratory use – EMC requirements - Part 1:General requirements | [CE] 9 kHz ~ 30 MHz [RE] 9 kHz ~ 18 GHz [ESD] Air (2 ~ 15) kV, Contact (2 ~ 8) kV [RS] (80 ~ 6 000) MHz, (1 ~ 10) V/m [EFT] (250 ~ 4 000) V [Surge] (500 ~ 4 000) V [CS] (0.15 ~ 230) MHz, (1 ~ 10) V [MF] (1 ~ 30) A/m, (50/60) Hz [DIP and Interruption] (100 ~ 0) % reduction | N | 소재지
178 | 03 | 전기시험 | 011 | 전자기적합성 | 산업용 전기기기 | Electrical machinery for industries | IEC | IEC 61204-3:2016 | Low voltage power supplies, d.c. output - Part 3: Electromagnetic compatibility(EMC) | [RE] 1 GHz ~ 18 GHz | 기존 | 2020 | IEC 61204-3:2016 | Low voltage power supplies, d.c. output - Part 3: Electromagnetic compatibility(EMC) | [RE] 1 GHz ~ 18 GHz | N | 부속시설-1
179 | 03 | 전기시험 | 011 | 전자기적합성 | 산업용 전기기기 | Electrical machinery for industries | IEC | IEC 61204-3:2016 | Low voltage power supplies, d.c. output - Part 3: Electromagnetic compatibility(EMC) | [CE] 9 kHz ~ 30 MHz [RE] 9 kHz ~ 18 GHz [ESD] Air (2 ~ 15) kV, Contact (2 ~ 8) kV [RS] (80 ~ 6 000) MHz, (1 ~ 10) V/m [EFT] (250 ~ 4 000) V [Surge] (500 ~ 4 000) V [CS] (0.15 ~ 230) MHz, (1 ~ 10) V [MF] (1 ~ 30) A/m, (50/60) Hz [DIP and Interruption] (100 ~ 0) % reduction | 기존 | 2023 | IEC 61204-3:2016 | Low voltage power supplies, d.c. output - Part 3: Electromagnetic compatibility(EMC) | [CE] 9 kHz ~ 30 MHz [RE] 9 kHz ~ 18 GHz [ESD] Air (2 ~ 15) kV, Contact (2 ~ 8) kV [RS] (80 ~ 6 000) MHz, (1 ~ 10) V/m [EFT] (250 ~ 4 000) V [Surge] (500 ~ 4 000) V [CS] (0.15 ~ 230) MHz, (1 ~ 10) V [MF] (1 ~ 30) A/m, (50/60) Hz [DIP and Interruption] (100 ~ 0) % reduction | N | 소재지
180 | 03 | 전기시험 | 011 | 전자기적합성 | 산업용 전기기기 | Electrical machinery for industries | IEC | IEC 61000-6-4:2018 | Electromagnetic compatibility (EMC) - Part 6-4: Generic standards - Emission standard for industrial environments | [RE] 1 GHz ~ 18 GHz | 기존 | 2020 | IEC 61000-6-4:2018 | Electromagnetic compatibility (EMC) - Part 6-4: Generic standards - Emission standard for industrial environments | [RE] 1 GHz ~ 18 GHz | N | 부속시설-1
181 | 03 | 전기시험 | 011 | 전자기적합성 | 산업용 전기기기 | Electrical machinery for industries | IEC | IEC 61000-6-4:2018 | Electromagnetic compatibility (EMC) - Part 6-4: Generic standards - Emission standard for industrial environments | [CE] 9 kHz ~ 30 MHz [RE] 9 kHz ~ 18 GHz | 기존 | 2020 | IEC 61000-6-4:2018 | Electromagnetic compatibility (EMC) - Part 6-4: Generic standards - Emission standard for industrial environments | [CE] 9 kHz ~ 30 MHz [RE] 9 kHz ~ 18 GHz | N | 소재지
182 | 03 | 전기시험 | 011 | 전자기적합성 | 산업용 전기기기 | Electrical machinery for industries | IEC | IEC 61000-6-4:2006+A1:2010 | Electromagnetic compatibility (EMC) - Part 6-4: Generic standards - Emission standard for industrial environments | [RE] 1 GHz ~ 18 GHz | 기존 | 2020 | IEC 61000-6-4:2006+A1:2010 | Electromagnetic compatibility (EMC) - Part 6-4: Generic standards - Emission standard for industrial environments | [RE] 1 GHz ~ 18 GHz | N | 부속시설-1
183 | 03 | 전기시험 | 011 | 전자기적합성 | 산업용 전기기기 | Electrical machinery for industries | IEC | IEC 61000-6-4:2006+A1:2010 | Electromagnetic compatibility (EMC) - Part 6-4: Generic standards - Emission standard for industrial environments | [CE] 9 kHz ~ 30 MHz [RE] 9 kHz ~ 18 GHz | 기존 | 2020 | IEC 61000-6-4:2006+A1:2010 | Electromagnetic compatibility (EMC) - Part 6-4: Generic standards - Emission standard for industrial environments | [CE] 9 kHz ~ 30 MHz [RE] 9 kHz ~ 18 GHz | N | 소재지
184 | 03 | 전기시험 | 011 | 전자기적합성 | 산업용 전기기기 | Electrical machinery for industries | IEC | IEC 61000-6-3:2020 | Electromagnetic compatibility (EMC) - Part 6-3: Generic standards - Emission standard for residential, commercial and light-industrial environments | [RE] 1 GHz ~ 18 GHz | 기존 | 2020 | IEC 61000-6-3:2020 | Electromagnetic compatibility (EMC) - Part 6-3: Generic standards - Emission standard for residential, commercial and light-industrial environments | [RE] 1 GHz ~ 18 GHz | N | 부속시설-1
185 | 03 | 전기시험 | 011 | 전자기적합성 | 산업용 전기기기 | Electrical machinery for industries | IEC | IEC 61000-6-3:2020 | Electromagnetic compatibility (EMC) - Part 6-3: Generic standards - Emission standard for residential, commercial and light-industrial environments | [CE] 9 kHz ~ 30 MHz [RE] 9 kHz ~ 18 GHz | 기존 | 2020 | IEC 61000-6-3:2020 | Electromagnetic compatibility (EMC) - Part 6-3: Generic standards - Emission standard for residential, commercial and light-industrial environments | [CE] 9 kHz ~ 30 MHz [RE] 9 kHz ~ 18 GHz | N | 소재지
186 | 03 | 전기시험 | 011 | 전자기적합성 | 산업용 전기기기 | Electrical machinery for industries | IEC | IEC 61000-6-3:2006+A1:2010 | Electromagnetic compatibility (EMC) - Part 6-3: Generic standards - Emission standard for residential, commercial and light-industrial environments | [RE] 1 GHz ~ 18 GHz | 기존 | 2020 | IEC 61000-6-3:2006+A1:2010 | Electromagnetic compatibility (EMC) - Part 6-3: Generic standards - Emission standard for residential, commercial and light-industrial environments | [RE] 1 GHz ~ 18 GHz | N | 부속시설-1
187 | 03 | 전기시험 | 011 | 전자기적합성 | 산업용 전기기기 | Electrical machinery for industries | IEC | IEC 61000-6-3:2006+A1:2010 | Electromagnetic compatibility (EMC) - Part 6-3: Generic standards - Emission standard for residential, commercial and light-industrial environments | [CE] 9 kHz ~ 30 MHz [RE] 9 kHz ~ 18 GHz | 기존 | 2020 | IEC 61000-6-3:2006+A1:2010 | Electromagnetic compatibility (EMC) - Part 6-3: Generic standards - Emission standard for residential, commercial and light-industrial environments | [CE] 9 kHz ~ 30 MHz [RE] 9 kHz ~ 18 GHz | N | 소재지
188 | 03 | 전기시험 | 011 | 전자기적합성 | 산업용 전기기기 | Electrical machinery for industries | IEC | IEC 61000-6-2:2016 | Electromagnetic compatibility (EMC) - Part 6-2: Generic standards - Immunity for industrial environments | [ESD] Air (2 ~ 15) kV, Contact (2 ~ 8) kV [RS] (80 ~ 6 000) MHz, (1 ~ 10) V/m [EFT] (250 ~ 4 000) V [Surge] (500 ~ 4 000) V [CS] (0.15 ~ 230) MHz, (1 ~ 10) V [MF] (1 ~ 30) A/m, (50/60) Hz [DIP and Interruption] (100 ~ 0) % reduction | 기존 | 2023 | IEC 61000-6-2:2016 | Electromagnetic compatibility (EMC) - Part 6-2: Generic standards - Immunity for industrial environments | [ESD] Air (2 ~ 15) kV, Contact (2 ~ 8) kV [RS] (80 ~ 6 000) MHz, (1 ~ 10) V/m [EFT] (250 ~ 4 000) V [Surge] (500 ~ 4 000) V [CS] (0.15 ~ 230) MHz, (1 ~ 10) V [MF] (1 ~ 30) A/m, (50/60) Hz [DIP and Interruption] (100 ~ 0) % reduction | N | 소재지
189 | 03 | 전기시험 | 011 | 전자기적합성 | 산업용 전기기기 | Electrical machinery for industries | IEC | IEC 61000-6-2:2005 | Electromagnetic compatibility (EMC) - Part 6-2: Generic standards - Immunity for industrial environments | [ESD] Air (2 ~ 15) kV, Contact (2 ~ 8) kV [RS] (80 ~ 6 000) MHz, (1 ~ 10) V/m [EFT] (250 ~ 4 000) V [Surge] (500 ~ 4 000) V [CS] (0.15 ~ 230) MHz, (1 ~ 10) V [MF] (1 ~ 30) A/m, (50/60) Hz [DIP and Interruption] (100 ~ 0) % reduction | 기존 | 2023 | IEC 61000-6-2:2005 | Electromagnetic compatibility (EMC) - Part 6-2: Generic standards - Immunity for industrial environments | [ESD] Air (2 ~ 15) kV, Contact (2 ~ 8) kV [RS] (80 ~ 6 000) MHz, (1 ~ 10) V/m [EFT] (250 ~ 4 000) V [Surge] (500 ~ 4 000) V [CS] (0.15 ~ 230) MHz, (1 ~ 10) V [MF] (1 ~ 30) A/m, (50/60) Hz [DIP and Interruption] (100 ~ 0) % reduction | N | 소재지
190 | 03 | 전기시험 | 011 | 전자기적합성 | 산업용 전기기기 | Electrical machinery for industries | IEC | IEC 61000-6-1:2016 | Electromagnetic compatibility (EMC) - Part 6-1: Generic standards - Immunity for residential, commercial and light-industrial environments | [ESD] Air (2 ~ 15) kV, Contact (2 ~ 8) kV [RS] (80 ~ 6 000) MHz, (1 ~ 10) V/m [EFT] (250 ~ 4 000) V [Surge] (500 ~ 4 000) V [CS] (0.15 ~ 230) MHz, (1 ~ 10) V [MF] (1 ~ 30) A/m, (50/60) Hz [DIP and Interruption] (100 ~ 0) % reduction | 기존 | 2023 | IEC 61000-6-1:2016 | Electromagnetic compatibility (EMC) - Part 6-1: Generic standards - Immunity for residential, commercial and light-industrial environments | [ESD] Air (2 ~ 15) kV, Contact (2 ~ 8) kV [RS] (80 ~ 6 000) MHz, (1 ~ 10) V/m [EFT] (250 ~ 4 000) V [Surge] (500 ~ 4 000) V [CS] (0.15 ~ 230) MHz, (1 ~ 10) V [MF] (1 ~ 30) A/m, (50/60) Hz [DIP and Interruption] (100 ~ 0) % reduction | N | 소재지
191 | 03 | 전기시험 | 011 | 전자기적합성 | 산업용 전기기기 | Electrical machinery for industries | IEC | IEC 61000-6-1:2005 | Electromagnetic compatibility (EMC) - Part 6-1: Generic standards - Immunity for residential, commercial and light-industrial environments | [ESD] Air (2 ~ 15) kV, Contact (2 ~ 8) kV [RS] (80 ~ 6 000) MHz, (1 ~ 10) V/m [EFT] (250 ~ 4 000) V [Surge] (500 ~ 4 000) V [CS] (0.15 ~ 230) MHz, (1 ~ 10) V [MF] (1 ~ 30) A/m, (50/60) Hz [DIP and Interruption] (100 ~ 0) % reduction | 기존 | 2023 | IEC 61000-6-1:2005 | Electromagnetic compatibility (EMC) - Part 6-1: Generic standards - Immunity for residential, commercial and light-industrial environments | [ESD] Air (2 ~ 15) kV, Contact (2 ~ 8) kV [RS] (80 ~ 6 000) MHz, (1 ~ 10) V/m [EFT] (250 ~ 4 000) V [Surge] (500 ~ 4 000) V [CS] (0.15 ~ 230) MHz, (1 ~ 10) V [MF] (1 ~ 30) A/m, (50/60) Hz [DIP and Interruption] (100 ~ 0) % reduction | N | 소재지
192 | 03 | 전기시험 | 011 | 전자기적합성 | 전자기 적합성 | Electromagnetic compatibility | IEC | IEC 61000-4-11:2020 | Electromagnetic compatibility (EMC) - Part 4-11: Testing and measurement techniques - Voltage dips, short interruptions and voltage variations immunity tests | [DIP and Interruption] (100 ~ 0) % reduction | 기존 | 2020 | IEC 61000-4-11:2020 | Electromagnetic compatibility (EMC) - Part 4-11: Testing and measurement techniques - Voltage dips, short interruptions and voltage variations immunity tests | [DIP and Interruption] (100 ~ 0) % reduction | N | 소재지
193 | 03 | 전기시험 | 011 | 전자기적합성 | 가정용 전기기기 | Electrical machinery for households | 기타 | ANSI C63.4a-2017 | American National Standard For Methods of Measurement of Radio-Noise Emissions From Low-Voltage Electrical And Electronic Equipment In The Range of 9 kHz to 40 GHz Amendment 1: Test Site Validation | [RE] 1 GHz ~ 26.5 GHz | 기존 | 2020 | ANSI C63.4a-2017 | American National Standard For Methods of Measurement of Radio-Noise Emissions From Low-Voltage Electrical And Electronic Equipment In The Range of 9 kHz to 40 GHz Amendment 1: Test Site Validation | [RE] 1 GHz ~ 26.5 GHz | N | 부속시설-1
194 | 03 | 전기시험 | 011 | 전자기적합성 | 계측기기 | Measuring instruments | 기타 | EN 61326-2-1:2013 | Electrical equipment for measurement, control and laboratory use - EMC requirements - Part 2-1: Particular requirements - Test configurations, operational conditions and performance criteria for sensitive test and measurement equipment for EMC unprotected applications | [RE] 1 GHz ~ 18 GHz | 기존 | 2020 | EN 61326-2-1:2013 | Electrical equipment for measurement, control and laboratory use - EMC requirements - Part 2-1: Particular requirements - Test configurations, operational conditions and performance criteria for sensitive test and measurement equipment for EMC unprotected applications | [RE] 1 GHz ~ 18 GHz | N | 부속시설-1
195 | 03 | 전기시험 | 011 | 전자기적합성 | 계측기기 | Measuring instruments | 기타 | EN IEC 61326-2-1:2021 | Electrical equipment for measurement, control and laboratory use - EMC requirements - Part 2-1: Particular requirements - Test configurations, operational conditions and performance criteria for sensitive test and measurement equipment for EMC unprotected applications | [CE] 9 kHz ~ 30 MHz [RE] 9 kHz ~ 18 GHz [ESD] Air (2 ~ 15) kV, Contact (2 ~ 8) kV [RS] (80 ~ 6 000) MHz, (1 ~ 10) V/m [EFT] (250 ~ 4 000) V [Surge] (500 ~ 4 000) V [CS] (0.15 ~ 230) MHz, (1 ~ 10) V [MF] (1 ~ 30) A/m, (50/60) Hz [DIP and Interruption] (100 ~ 0) % reduction | 기존 | 2023 | EN IEC 61326-2-1:2021 | Electrical equipment for measurement, control and laboratory use - EMC requirements - Part 2-1: Particular requirements - Test configurations, operational conditions and performance criteria for sensitive test and measurement equipment for EMC unprotected applications | [CE] 9 kHz ~ 30 MHz [RE] 9 kHz ~ 18 GHz [ESD] Air (2 ~ 15) kV, Contact (2 ~ 8) kV [RS] (80 ~ 6 000) MHz, (1 ~ 10) V/m [EFT] (250 ~ 4 000) V [Surge] (500 ~ 4 000) V [CS] (0.15 ~ 230) MHz, (1 ~ 10) V [MF] (1 ~ 30) A/m, (50/60) Hz [DIP and Interruption] (100 ~ 0) % reduction | N | 소재지
196 | 03 | 전기시험 | 011 | 전자기적합성 | 계측기기 | Measuring instruments | 기타 | EN IEC 61326-2-1:2021 | Electrical equipment for measurement, control and laboratory use - EMC requirements - Part 2-1: Particular requirements - Test configurations, operational conditions and performance criteria for sensitive test and measurement equipment for EMC unprotected applications | [RE] 1 GHz ~ 18 GHz | 기존 | 2023 | EN IEC 61326-2-1:2021 | Electrical equipment for measurement, control and laboratory use - EMC requirements - Part 2-1: Particular requirements - Test configurations, operational conditions and performance criteria for sensitive test and measurement equipment for EMC unprotected applications | [RE] 1 GHz ~ 18 GHz | N | 부속시설-1
197 | 03 | 전기시험 | 011 | 전자기적합성 | 계측기기 | Measuring instruments | 기타 | EN 61326-2-2:2013 | Electrical equipment for measurement, control and laboratory use - EMC requirements - Part 2-2: Particular requirements -Test configurations, operational conditions and performance criteria for portable test, measuring and monitoring equipment used in low-voltage distribution systems | [CE] 9 kHz ~ 30 MHz [RE] 9 kHz ~ 18 GHz [ESD] Air (2 ~ 15) kV, Contact (2 ~ 8) kV [RS] (80 ~ 6 000) MHz, (1 ~ 10) V/m [EFT] (250 ~ 4 000) V [Surge] (500 ~ 4 000) V [CS] (0.15 ~ 230) MHz, (1 ~ 10) V [MF] (1 ~ 30) A/m, (50/60) Hz [DIP and Interruption] (100 ~ 0) % reduction | 기존 | 2023 | EN 61326-2-2:2013 | Electrical equipment for measurement, control and laboratory use - EMC requirements - Part 2-2: Particular requirements -Test configurations, operational conditions and performance criteria for portable test, measuring and monitoring equipment used in low-voltage distribution systems | [CE] 9 kHz ~ 30 MHz [RE] 9 kHz ~ 18 GHz [ESD] Air (2 ~ 15) kV, Contact (2 ~ 8) kV [RS] (80 ~ 6 000) MHz, (1 ~ 10) V/m [EFT] (250 ~ 4 000) V [Surge] (500 ~ 4 000) V [CS] (0.15 ~ 230) MHz, (1 ~ 10) V [MF] (1 ~ 30) A/m, (50/60) Hz [DIP and Interruption] (100 ~ 0) % reduction | N | 소재지
198 | 03 | 전기시험 | 011 | 전자기적합성 | 계측기기 | Measuring instruments | 기타 | EN 61326-2-2:2013 | Electrical equipment for measurement, control and laboratory use - EMC requirements - Part 2-2: Particular requirements -Test configurations, operational conditions and performance criteria for portable test, measuring and monitoring equipment used in low-voltage distribution systems | [RE] 1 GHz ~ 18 GHz | 기존 | 2020 | EN 61326-2-2:2013 | Electrical equipment for measurement, control and laboratory use - EMC requirements - Part 2-2: Particular requirements -Test configurations, operational conditions and performance criteria for portable test, measuring and monitoring equipment used in low-voltage distribution systems | [RE] 1 GHz ~ 18 GHz | N | 부속시설-1
199 | 03 | 전기시험 | 011 | 전자기적합성 | 계측기기 | Measuring instruments | 기타 | EN IEC 61326-2-2:2021 | Electrical equipment for measurement, control and laboratory use - EMC requirements - Part 2-2: Particular requirements -Test configurations, operational conditions and performance criteria for portable test, measuring and monitoring equipment used in low-voltage distribution systems | [CE] 9 kHz ~ 30 MHz [RE] 9 kHz ~ 18 GHz [ESD] Air (2 ~ 15) kV, Contact (2 ~ 8) kV [RS] (80 ~ 6 000) MHz, (1 ~ 10) V/m [EFT] (250 ~ 4 000) V [Surge] (500 ~ 4 000) V [CS] (0.15 ~ 230) MHz, (1 ~ 10) V [MF] (1 ~ 30) A/m, (50/60) Hz [DIP and Interruption] (100 ~ 0) % reduction | 기존 | 2023 | EN IEC 61326-2-2:2021 | Electrical equipment for measurement, control and laboratory use - EMC requirements - Part 2-2: Particular requirements -Test configurations, operational conditions and performance criteria for portable test, measuring and monitoring equipment used in low-voltage distribution systems | [CE] 9 kHz ~ 30 MHz [RE] 9 kHz ~ 18 GHz [ESD] Air (2 ~ 15) kV, Contact (2 ~ 8) kV [RS] (80 ~ 6 000) MHz, (1 ~ 10) V/m [EFT] (250 ~ 4 000) V [Surge] (500 ~ 4 000) V [CS] (0.15 ~ 230) MHz, (1 ~ 10) V [MF] (1 ~ 30) A/m, (50/60) Hz [DIP and Interruption] (100 ~ 0) % reduction | N | 소재지
200 | 03 | 전기시험 | 011 | 전자기적합성 | 산업용 전기기기 | Electrical machinery for industries | 기타 | EN 61000-6-3:2007+A1:2011+AC:2012 | Electromagnetic compatibility (EMC) - Part 6-3: Generic standards - Emission standard for residential, commercial and light-industrial environments | [RE] 1 GHz ~ 18 GHz | 기존 | 2020 | EN 61000-6-3:2007+A1:2011+AC:2012 | Electromagnetic compatibility (EMC) - Part 6-3: Generic standards - Emission standard for residential, commercial and light-industrial environments | [RE] 1 GHz ~ 18 GHz | N | 부속시설-1
201 | 03 | 전기시험 | 011 | 전자기적합성 | 산업용 전기기기 | Electrical machinery for industries | 기타 | EN 61000-6-3:2007+A1:2011+AC:2012 | Electromagnetic compatibility (EMC) - Part 6-3: Generic standards - Emission standard for residential, commercial and light-industrial environments | [CE] 9 kHz ~ 30 MHz [RE] 9 kHz ~ 18 GHz | 기존 | 2020 | EN 61000-6-3:2007+A1:2011+AC:2012 | Electromagnetic compatibility (EMC) - Part 6-3: Generic standards - Emission standard for residential, commercial and light-industrial environments | [CE] 9 kHz ~ 30 MHz [RE] 9 kHz ~ 18 GHz | N | 소재지
202 | 03 | 전기시험 | 011 | 전자기적합성 | 계측기기 | Measuring instruments | 기타 | EN 61326-2-5:2013 | Electrical equipment for measurement, control and laboratory use - EMC requirements - Part 2-5: Particular requirements - Test configurations, operational conditions and performance criteria for field devices with interfaces according to IEC 61784-1, CP 3/2 | [CE] 9 kHz ~ 30 MHz [RE] 9 kHz ~ 18 GHz [ESD] Air (2 ~ 15) kV, Contact (2 ~ 8) kV [RS] (80 ~ 6 000) MHz, (1 ~ 10) V/m [EFT] (250 ~ 4 000) V [Surge] (500 ~ 4 000) V [CS] (0.15 ~ 230) MHz, (1 ~ 10) V [MF] (1 ~ 30) A/m, (50/60) Hz [DIP and Interruption] (100 ~ 0) % reduction | 기존 | 2023 | EN 61326-2-5:2013 | Electrical equipment for measurement, control and laboratory use - EMC requirements - Part 2-5: Particular requirements - Test configurations, operational conditions and performance criteria for field devices with interfaces according to IEC 61784-1, CP 3/2 | [CE] 9 kHz ~ 30 MHz [RE] 9 kHz ~ 18 GHz [ESD] Air (2 ~ 15) kV, Contact (2 ~ 8) kV [RS] (80 ~ 6 000) MHz, (1 ~ 10) V/m [EFT] (250 ~ 4 000) V [Surge] (500 ~ 4 000) V [CS] (0.15 ~ 230) MHz, (1 ~ 10) V [MF] (1 ~ 30) A/m, (50/60) Hz [DIP and Interruption] (100 ~ 0) % reduction | N | 소재지
203 | 03 | 전기시험 | 011 | 전자기적합성 | 계측기기 | Measuring instruments | 기타 | EN 61326-2-5:2013 | Electrical equipment for measurement, control and laboratory use - EMC requirements - Part 2-5: Particular requirements - Test configurations, operational conditions and performance criteria for field devices with interfaces according to IEC 61784-1, CP 3/2 | [RE] 1 GHz ~ 18 GHz | 기존 | 2020 | EN 61326-2-5:2013 | Electrical equipment for measurement, control and laboratory use - EMC requirements - Part 2-5: Particular requirements - Test configurations, operational conditions and performance criteria for field devices with interfaces according to IEC 61784-1, CP 3/2 | [RE] 1 GHz ~ 18 GHz | N | 부속시설-1
204 | 03 | 전기시험 | 011 | 전자기적합성 | 계측기기 | Measuring instruments | 기타 | EN IEC 61326-2-5:2021 | Electrical equipment for measurement, control and laboratory use - EMC requirements - Part 2-5: Particular requirements - Test configurations, operational conditions and performance criteria for field devices with interfaces according to IEC 61784-1, CP 3/2 | [CE] 9 kHz ~ 30 MHz [RE] 9 kHz ~ 18 GHz [ESD] Air (2 ~ 15) kV, Contact (2 ~ 8) kV [RS] (80 ~ 6 000) MHz, (1 ~ 10) V/m [EFT] (250 ~ 4 000) V [Surge] (500 ~ 4 000) V [CS] (0.15 ~ 230) MHz, (1 ~ 10) V [MF] (1 ~ 30) A/m, (50/60) Hz [DIP and Interruption] (100 ~ 0) % reduction | 기존 | 2023 | EN IEC 61326-2-5:2021 | Electrical equipment for measurement, control and laboratory use - EMC requirements - Part 2-5: Particular requirements - Test configurations, operational conditions and performance criteria for field devices with interfaces according to IEC 61784-1, CP 3/2 | [CE] 9 kHz ~ 30 MHz [RE] 9 kHz ~ 18 GHz [ESD] Air (2 ~ 15) kV, Contact (2 ~ 8) kV [RS] (80 ~ 6 000) MHz, (1 ~ 10) V/m [EFT] (250 ~ 4 000) V [Surge] (500 ~ 4 000) V [CS] (0.15 ~ 230) MHz, (1 ~ 10) V [MF] (1 ~ 30) A/m, (50/60) Hz [DIP and Interruption] (100 ~ 0) % reduction | N | 소재지
205 | 03 | 전기시험 | 011 | 전자기적합성 | 선박 | Vessel | IEC | IEC 60945:2002+COR1:2008 | Corrigendum 1 - Maritime navigation and radiocommunication equipment and systems - General requirements - Methods of testing and required test results | [CE] 9 kHz ~ 30 MHz [RE] 9 kHz ~ 18 GHz [ESD] Air (2 ~ 15) kV, Contact (2 ~ 8) kV [RS] (80 ~ 6 000) MHz, (1 ~ 10) V/m [EFT] (250 ~ 4 000) V [Surge] (500 ~ 4 000) V [CS] (0.15 ~ 230) MHz, (1 ~ 10) V [MF] (1 ~ 30) A/m, (50/60) Hz [DIP and Interruption] (100 ~ 0) % reduction [Voltage variation] (-20 ~ +20) % | 기존 | 2023 | IEC 60945:2002+COR1:2008 | Corrigendum 1 - Maritime navigation and radiocommunication equipment and systems - General requirements - Methods of testing and required test results | [CE] 9 kHz ~ 30 MHz [RE] 9 kHz ~ 18 GHz [ESD] Air (2 ~ 15) kV, Contact (2 ~ 8) kV [RS] (80 ~ 6 000) MHz, (1 ~ 10) V/m [EFT] (250 ~ 4 000) V [Surge] (500 ~ 4 000) V [CS] (0.15 ~ 230) MHz, (1 ~ 10) V [MF] (1 ~ 30) A/m, (50/60) Hz [DIP and Interruption] (100 ~ 0) % reduction [Voltage variation] (-20 ~ +20) % | N | 소재지
206 | 03 | 전기시험 | 011 | 전자기적합성 | 선박 | Vessel | IEC | IEC 60945:2002+COR1:2008 | Corrigendum 1 - Maritime navigation and radiocommunication equipment and systems - General requirements - Methods of testing and required test results | [RE] 1 GHz ~ 18 GHz | 기존 | 2020 | IEC 60945:2002+COR1:2008 | Corrigendum 1 - Maritime navigation and radiocommunication equipment and systems - General requirements - Methods of testing and required test results | [RE] 1 GHz ~ 18 GHz | N | 부속시설-1
207 | 03 | 전기시험 | 011 | 전자기적합성 | 산업용 전기기기 | Electrical machinery for industries | IEC | IEC 60947-5-2:2007+A1:2012 | Low-voltage switchgear and controlgear - Part 5-2: Control circuit devices and switching elements - Proximity switches 8.6 Verification of the electromagnetic compatibility | [ESD] Air (2 ~ 15) kV, Contact (2 ~ 8) kV [RS] (80 ~ 6 000) MHz, (1 ~ 10) V/m [EFT] (250 ~ 4 000) V [Surge] (500 ~ 4 000) V [CS] (0.15 ~ 230) MHz, (1 ~ 10) V [MF] (1 ~ 30) A/m, (50/60) Hz [DIP and Interruption] (100 ~ 0) % reduction | 기존 | 2023 | IEC 60947-5-2:2007+A1:2012 | Low-voltage switchgear and controlgear - Part 5-2: Control circuit devices and switching elements - Proximity switches 8.6 Verification of the electromagnetic compatibility | [ESD] Air (2 ~ 15) kV, Contact (2 ~ 8) kV [RS] (80 ~ 6 000) MHz, (1 ~ 10) V/m [EFT] (250 ~ 4 000) V [Surge] (500 ~ 4 000) V [CS] (0.15 ~ 230) MHz, (1 ~ 10) V [MF] (1 ~ 30) A/m, (50/60) Hz [DIP and Interruption] (100 ~ 0) % reduction | N | 소재지
208 | 03 | 전기시험 | 011 | 전자기적합성 | 산업용 전기기기 | Electrical machinery for industries | IEC | IEC 60947-5-2:2019 | Low-voltage switchgear and controlgear - Part 5-2: Control circuit devices and switching elements - Proximity switches 8.6 Verification of the electromagnetic compatibility | [ESD] Air (2 ~ 15) kV, Contact (2 ~ 8) kV [RS] (80 ~ 6 000) MHz, (1 ~ 10) V/m [EFT] (250 ~ 4 000) V [Surge] (500 ~ 4 000) V [CS] (0.15 ~ 230) MHz, (1 ~ 10) V [MF] (1 ~ 30) A/m, (50/60) Hz [DIP and Interruption] (100 ~ 0) % reduction | 기존 | 2023 | IEC 60947-5-2:2019 | Low-voltage switchgear and controlgear - Part 5-2: Control circuit devices and switching elements - Proximity switches 8.6 Verification of the electromagnetic compatibility | [ESD] Air (2 ~ 15) kV, Contact (2 ~ 8) kV [RS] (80 ~ 6 000) MHz, (1 ~ 10) V/m [EFT] (250 ~ 4 000) V [Surge] (500 ~ 4 000) V [CS] (0.15 ~ 230) MHz, (1 ~ 10) V [MF] (1 ~ 30) A/m, (50/60) Hz [DIP and Interruption] (100 ~ 0) % reduction | N | 소재지
209 | 03 | 전기시험 | 011 | 전자기적합성 | 전자기 적합성 | Electromagnetic compatibility | IEC | IEC 61000-3-2:2014 | Electromagnetic compatibility (EMC) - Part 3-2: Limits - Limits for harmonic current emissions (equipment input current up to and including 16 A per phase) | [AC power] (0 ~ 400) V | 기존 | 2020 | IEC 61000-3-2:2014 | Electromagnetic compatibility (EMC) - Part 3-2: Limits - Limits for harmonic current emissions (equipment input current up to and including 16 A per phase) | [AC power] (0 ~ 400) V | N | 소재지
210 | 03 | 전기시험 | 011 | 전자기적합성 | 전자기 적합성 | Electromagnetic compatibility | IEC | IEC 61000-3-2:2018 | Electromagnetic compatibility (EMC) - Part 3-2: Limits - Limits for harmonic current emissions (equipment input current ≤16 A per phase) | [AC power] (0 ~ 400) V | 기존 | 2020 | IEC 61000-3-2:2018 | Electromagnetic compatibility (EMC) - Part 3-2: Limits - Limits for harmonic current emissions (equipment input current ≤16 A per phase) | [AC power] (0 ~ 400) V | N | 소재지
211 | 03 | 전기시험 | 011 | 전자기적합성 | 계측기기 | Measuring instruments | 기타 | EN 61326-2-1:2013 | Electrical equipment for measurement, control and laboratory use - EMC requirements - Part 2-1: Particular requirements - Test configurations, operational conditions and performance criteria for sensitive test and measurement equipment for EMC unprotected applications | [CE] 9 kHz ~ 30 MHz [RE] 9 kHz ~ 18 GHz [ESD] Air (2 ~ 15) kV, Contact (2 ~ 8) kV [RS] (80 ~ 6 000) MHz, (1 ~ 10) V/m [EFT] (250 ~ 4 000) V [Surge] (500 ~ 4 000) V [CS] (0.15 ~ 230) MHz, (1 ~ 10) V [MF] (1 ~ 30) A/m, (50/60) Hz [DIP and Interruption] (100 ~ 0) % reduction | 기존 | 2023 | EN 61326-2-1:2013 | Electrical equipment for measurement, control and laboratory use - EMC requirements - Part 2-1: Particular requirements - Test configurations, operational conditions and performance criteria for sensitive test and measurement equipment for EMC unprotected applications | [CE] 9 kHz ~ 30 MHz [RE] 9 kHz ~ 18 GHz [ESD] Air (2 ~ 15) kV, Contact (2 ~ 8) kV [RS] (80 ~ 6 000) MHz, (1 ~ 10) V/m [EFT] (250 ~ 4 000) V [Surge] (500 ~ 4 000) V [CS] (0.15 ~ 230) MHz, (1 ~ 10) V [MF] (1 ~ 30) A/m, (50/60) Hz [DIP and Interruption] (100 ~ 0) % reduction | N | 소재지
212 | 03 | 전기시험 | 011 | 전자기적합성 | 계측기기 | Measuring instruments | 기타 | EN IEC 61326-1:2021 | Electrical equipment or measurement, control and laboratory use- EMC requirements - Part 1:General requirements | [RE] 1 GHz ~ 18 GHz | 기존 | 2020 | EN IEC 61326-1:2021 | Electrical equipment or measurement, control and laboratory use- EMC requirements - Part 1:General requirements | [RE] 1 GHz ~ 18 GHz | N | 부속시설-1
213 | 03 | 전기시험 | 011 | 전자기적합성 | 계측기기 | Measuring instruments | 기타 | EN IEC 61326-2-3:2021 | Electrical equipment for measurement, control and laboratory use - EMC requirements - Part 2-3: Particular requirements - Test configuration, operational conditions and performance criteria for transducers with integrated or remote signal conditioning | [CE] 9 kHz ~ 30 MHz [RE] 9 kHz ~ 18 GHz [ESD] Air (2 ~ 15) kV, Contact (2 ~ 8) kV [RS] (80 ~ 6 000) MHz, (1 ~ 10) V/m [EFT] (250 ~ 4 000) V [Surge] (500 ~ 4 000) V [CS] (0.15 ~ 230) MHz, (1 ~ 10) V [MF] (1 ~ 30) A/m, (50/60) Hz [DIP and Interruption] (100 ~ 0) % reduction | 기존 | 2023 | EN IEC 61326-2-3:2021 | Electrical equipment for measurement, control and laboratory use - EMC requirements - Part 2-3: Particular requirements - Test configuration, operational conditions and performance criteria for transducers with integrated or remote signal conditioning | [CE] 9 kHz ~ 30 MHz [RE] 9 kHz ~ 18 GHz [ESD] Air (2 ~ 15) kV, Contact (2 ~ 8) kV [RS] (80 ~ 6 000) MHz, (1 ~ 10) V/m [EFT] (250 ~ 4 000) V [Surge] (500 ~ 4 000) V [CS] (0.15 ~ 230) MHz, (1 ~ 10) V [MF] (1 ~ 30) A/m, (50/60) Hz [DIP and Interruption] (100 ~ 0) % reduction | N | 소재지
214 | 03 | 전기시험 | 011 | 전자기적합성 | 계측기기 | Measuring instruments | 기타 | EN IEC 61326-2-3:2021 | Electrical equipment for measurement, control and laboratory use - EMC requirements - Part 2-3: Particular requirements - Test configuration, operational conditions and performance criteria for transducers with integrated or remote signal conditioning | [RE] 1 GHz ~ 18 GHz | 기존 | 2023 | EN IEC 61326-2-3:2021 | Electrical equipment for measurement, control and laboratory use - EMC requirements - Part 2-3: Particular requirements - Test configuration, operational conditions and performance criteria for transducers with integrated or remote signal conditioning | [RE] 1 GHz ~ 18 GHz | N | 부속시설-1
215 | 03 | 전기시험 | 011 | 전자기적합성 | 계측기기 | Measuring instruments | 기타 | EN 61326-2-4:2013 | Electrical equipment for measurement, control and laboratory use - EMC requirements - Part 2-4: Particular requirements - Test configurations, operational conditions and performance criteria for insulation monitoring devices according to IEC 61557-8 and for equipment for insulation fault location according to IEC 61557-9 | [CE] 9 kHz ~ 30 MHz [RE] 9 kHz ~ 18 GHz [ESD] Air (2 ~ 15) kV, Contact (2 ~ 8) kV [RS] (80 ~ 6 000) MHz, (1 ~ 10) V/m [EFT] (250 ~ 4 000) V [Surge] (500 ~ 4 000) V [CS] (0.15 ~ 230) MHz, (1 ~ 10) V [MF] (1 ~ 30) A/m, (50/60) Hz [DIP and Interruption] (100 ~ 0) % reduction | 기존 | 2023 | EN 61326-2-4:2013 | Electrical equipment for measurement, control and laboratory use - EMC requirements - Part 2-4: Particular requirements - Test configurations, operational conditions and performance criteria for insulation monitoring devices according to IEC 61557-8 and for equipment for insulation fault location according to IEC 61557-9 | [CE] 9 kHz ~ 30 MHz [RE] 9 kHz ~ 18 GHz [ESD] Air (2 ~ 15) kV, Contact (2 ~ 8) kV [RS] (80 ~ 6 000) MHz, (1 ~ 10) V/m [EFT] (250 ~ 4 000) V [Surge] (500 ~ 4 000) V [CS] (0.15 ~ 230) MHz, (1 ~ 10) V [MF] (1 ~ 30) A/m, (50/60) Hz [DIP and Interruption] (100 ~ 0) % reduction | N | 소재지
216 | 03 | 전기시험 | 011 | 전자기적합성 | 계측기기 | Measuring instruments | 기타 | EN 61326-2-4:2013 | Electrical equipment for measurement, control and laboratory use - EMC requirements - Part 2-4: Particular requirements - Test configurations, operational conditions and performance criteria for insulation monitoring devices according to IEC 61557-8 and for equipment for insulation fault location according to IEC 61557-9 | [RE] 1 GHz ~ 18 GHz | 기존 | 2020 | EN 61326-2-4:2013 | Electrical equipment for measurement, control and laboratory use - EMC requirements - Part 2-4: Particular requirements - Test configurations, operational conditions and performance criteria for insulation monitoring devices according to IEC 61557-8 and for equipment for insulation fault location according to IEC 61557-9 | [RE] 1 GHz ~ 18 GHz | N | 부속시설-1
217 | 03 | 전기시험 | 011 | 전자기적합성 | 계측기기 | Measuring instruments | 기타 | EN IEC 61326-2-4:2021 | Electrical equipment for measurement, control and laboratory use - EMC requirements - Part 2-4: Particular requirements - Test configurations, operational conditions and performance criteria for insulation monitoring devices according to IEC 61557-8 and for equipment for insulation fault location according to IEC 61557-9 | [CE] 9 kHz ~ 30 MHz [RE] 9 kHz ~ 18 GHz [ESD] Air (2 ~ 15) kV, Contact (2 ~ 8) kV [RS] (80 ~ 6 000) MHz, (1 ~ 10) V/m [EFT] (250 ~ 4 000) V [Surge] (500 ~ 4 000) V [CS] (0.15 ~ 230) MHz, (1 ~ 10) V [MF] (1 ~ 30) A/m, (50/60) Hz [DIP and Interruption] (100 ~ 0) % reduction | 기존 | 2023 | EN IEC 61326-2-4:2021 | Electrical equipment for measurement, control and laboratory use - EMC requirements - Part 2-4: Particular requirements - Test configurations, operational conditions and performance criteria for insulation monitoring devices according to IEC 61557-8 and for equipment for insulation fault location according to IEC 61557-9 | [CE] 9 kHz ~ 30 MHz [RE] 9 kHz ~ 18 GHz [ESD] Air (2 ~ 15) kV, Contact (2 ~ 8) kV [RS] (80 ~ 6 000) MHz, (1 ~ 10) V/m [EFT] (250 ~ 4 000) V [Surge] (500 ~ 4 000) V [CS] (0.15 ~ 230) MHz, (1 ~ 10) V [MF] (1 ~ 30) A/m, (50/60) Hz [DIP and Interruption] (100 ~ 0) % reduction | N | 소재지
218 | 03 | 전기시험 | 011 | 전자기적합성 | 계측기기 | Measuring instruments | 기타 | EN IEC 61326-2-4:2021 | Electrical equipment for measurement, control and laboratory use - EMC requirements - Part 2-4: Particular requirements - Test configurations, operational conditions and performance criteria for insulation monitoring devices according to IEC 61557-8 and for equipment for insulation fault location according to IEC 61557-9 | [RE] 1 GHz ~ 18 GHz | 기존 | 2023 | EN IEC 61326-2-4:2021 | Electrical equipment for measurement, control and laboratory use - EMC requirements - Part 2-4: Particular requirements - Test configurations, operational conditions and performance criteria for insulation monitoring devices according to IEC 61557-8 and for equipment for insulation fault location according to IEC 61557-9 | [RE] 1 GHz ~ 18 GHz | N | 부속시설-1
219 | 03 | 전기시험 | 011 | 전자기적합성 | 산업용 전기기기 | Electrical machinery for industries | 기타 | EN IEC 60947-5-2:2020/A11:2022 | Low-voltage switchgear and controlgear -Part 5-2: Control circuit devices and switching elements - proximity switches 8.6 Verification of the electromagnetic compatibility | [ESD] Air (2 ~ 15) kV, Contact (2 ~ 8) kV [RS] (80 ~ 6 000) MHz, (1 ~ 10) V/m [EFT] (250 ~ 4 000) V [Surge] (500 ~ 4 000) V [CS] (0.15 ~ 230) MHz, (1 ~ 10) V [MF] (1 ~ 30) A/m, (50/60) Hz [DIP and Interruption] (100 ~ 0) % reduction | 기존 | 2023 | EN IEC 60947-5-2:2020/A11:2022 | Low-voltage switchgear and controlgear -Part 5-2: Control circuit devices and switching elements - proximity switches 8.6 Verification of the electromagnetic compatibility | [ESD] Air (2 ~ 15) kV, Contact (2 ~ 8) kV [RS] (80 ~ 6 000) MHz, (1 ~ 10) V/m [EFT] (250 ~ 4 000) V [Surge] (500 ~ 4 000) V [CS] (0.15 ~ 230) MHz, (1 ~ 10) V [MF] (1 ~ 30) A/m, (50/60) Hz [DIP and Interruption] (100 ~ 0) % reduction | N | 소재지
220 | 03 | 전기시험 | 011 | 전자기적합성 | 산업용 전기기기 | Electrical machinery for industries | 기타 | EN IEC 60947-5-2:2020 | Low-voltage switchgear and controlgear -Part 5-2: Control circuit devices and switching elements - proximity switches 8.6 Verification of the electromagnetic compatibility | [ESD] Air (2 ~ 15) kV, Contact (2 ~ 8) kV [RS] (80 ~ 6 000) MHz, (1 ~ 10) V/m [EFT] (250 ~ 4 000) V [Surge] (500 ~ 4 000) V [CS] (0.15 ~ 230) MHz, (1 ~ 10) V [MF] (1 ~ 30) A/m, (50/60) Hz [DIP and Interruption] (100 ~ 0) % reduction | 기존 | 2023 | EN IEC 60947-5-2:2020 | Low-voltage switchgear and controlgear -Part 5-2: Control circuit devices and switching elements - proximity switches 8.6 Verification of the electromagnetic compatibility | [ESD] Air (2 ~ 15) kV, Contact (2 ~ 8) kV [RS] (80 ~ 6 000) MHz, (1 ~ 10) V/m [EFT] (250 ~ 4 000) V [Surge] (500 ~ 4 000) V [CS] (0.15 ~ 230) MHz, (1 ~ 10) V [MF] (1 ~ 30) A/m, (50/60) Hz [DIP and Interruption] (100 ~ 0) % reduction | N | 소재지
221 | 03 | 전기시험 | 011 | 전자기적합성 | 산업용 전기기기 | Electrical machinery for industries | 기타 | EN IEC 61000-6-2:2019 | Electromagnetic compatibility (EMC) - Part 6-2: Generic standards - Immunity for industrial environments | [ESD] Air (2 ~ 15) kV, Contact (2 ~ 8) kV [RS] (80 ~ 6 000) MHz, (1 ~ 10) V/m [EFT] (250 ~ 4 000) V [Surge] (500 ~ 4 000) V [CS] (0.15 ~ 230) MHz, (1 ~ 10) V [MF] (1 ~ 30) A/m, (50/60) Hz [DIP and Interruption] (100 ~ 0) % reduction | 기존 | 2023 | EN IEC 61000-6-2:2019 | Electromagnetic compatibility (EMC) - Part 6-2: Generic standards - Immunity for industrial environments | [ESD] Air (2 ~ 15) kV, Contact (2 ~ 8) kV [RS] (80 ~ 6 000) MHz, (1 ~ 10) V/m [EFT] (250 ~ 4 000) V [Surge] (500 ~ 4 000) V [CS] (0.15 ~ 230) MHz, (1 ~ 10) V [MF] (1 ~ 30) A/m, (50/60) Hz [DIP and Interruption] (100 ~ 0) % reduction | N | 소재지
222 | 03 | 전기시험 | 011 | 전자기적합성 | 산업용 전기기기 | Electrical machinery for industries | 기타 | 고용노동부고시 제2020-39호 (2020. 01. 15.) | 안전인증대상기계등이 아닌 유해·위험기계등의 안전 인증 규정 - S2-W-5 기계•기구 등에 관한 공통 기술기준[전자파 분야] | [CE] 9 kHz ~ 30 MHz [RE] 9 kHz ~ 18 GHz [ESD] Air (2 ~ 15) kV, Contact (2 ~ 8) kV [RS] (80 ~ 6 000) MHz, (1 ~ 10) V/m [EFT] (250 ~ 4 000) V [Surge] (500 ~ 4 000) V [CS] (0.15 ~ 230) MHz, (1 ~ 10) V [MF] (1 ~ 30) A/m, (50/60) Hz [DIP and Interruption] (100 ~ 0) % reduction | 기존 | 2023 | MEL Notice No.2020-39(1.15.2020.) | Safety certification regulations for dangerous machines, etc., not for safety certification target machines - S2-W-5 Common technical standard concerning machinery and devices (In the field of Electromagnetic wave) | [CE] 9 kHz ~ 30 MHz [RE] 9 kHz ~ 18 GHz [ESD] Air (2 ~ 15) kV, Contact (2 ~ 8) kV [RS] (80 ~ 6 000) MHz, (1 ~ 10) V/m [EFT] (250 ~ 4 000) V [Surge] (500 ~ 4 000) V [CS] (0.15 ~ 230) MHz, (1 ~ 10) V [MF] (1 ~ 30) A/m, (50/60) Hz [DIP and Interruption] (100 ~ 0) % reduction | N | 소재지
223 | 03 | 전기시험 | 011 | 전자기적합성 | 가정용 전기기기 | Electrical machinery for households | 기타 | VCCI-CISPR 32:2016 | Electromagnetic compatibility of multimedia equipment - Emission requirements | [RE] 1 GHz ~ 18 GHz | 기존 | 2020 | VCCI-CISPR 32:2016 | Electromagnetic compatibility of multimedia equipment - Emission requirements | [RE] 1 GHz ~ 18 GHz | N | 부속시설-1
224 | 03 | 전기시험 | 011 | 전자기적합성 | 가정용 전기기기 | Electrical machinery for households | 기타 | VCCI-CISPR 32:2016 | Electromagnetic compatibility of multimedia equipment - Emission requirements | [CE] 9 kHz ~ 30 MHz [RE] 9 kHz ~ 18 GHz | 기존 | 2020 | VCCI-CISPR 32:2016 | Electromagnetic compatibility of multimedia equipment - Emission requirements | [CE] 9 kHz ~ 30 MHz [RE] 9 kHz ~ 18 GHz | N | 소재지
225 | 03 | 전기시험 | 011 | 전자기적합성 | 전자기 적합성 | Electromagnetic compatibility | 기타 | EN 61000-3-3:2013/A2:2021 | Part 3-3: Limits - Limitation of voltage changes, voltage fluctuations and flicker in public low-voltage supply systems, for equipment with rated current <= 16 A per phase and not subject to conditional connection | [AC power] (0 ~ 400) V | 기존 | 2023 | EN 61000-3-3:2013/A2:2021 | Part 3-3: Limits - Limitation of voltage changes, voltage fluctuations and flicker in public low-voltage supply systems, for equipment with rated current <= 16 A per phase and not subject to conditional connection | [AC power] (0 ~ 400) V | N | 소재지
226 | 03 | 전기시험 | 011 | 전자기적합성 | 전자기 적합성 | Electromagnetic compatibility | 기타 | EN 61000-3-3:2013/A1:2019 | Part 3-3: Limits - Limitation of voltage changes, voltage fluctuations and flicker in public low-voltage supply systems, for equipment with rated current <= 16 A per phase and not subject to conditional connection | [AC power] (0 ~ 400) V | 기존 | 2020 | EN 61000-3-3:2013/A1:2019 | Part 3-3: Limits - Limitation of voltage changes, voltage fluctuations and flicker in public low-voltage supply systems, for equipment with rated current <= 16 A per phase and not subject to conditional connection | [AC power] (0 ~ 400) V | N | 소재지
227 | 03 | 전기시험 | 011 | 전자기적합성 | 계측기기 | Measuring instruments | 기타 | EN 61326-1:2013 | Electrical equipment or measurement, control and laboratory use- EMC requirements - Part 1:General requirements | [CE] 9 kHz ~ 30 MHz [RE] 9 kHz ~ 18 GHz [ESD] Air (2 ~ 15) kV, Contact (2 ~ 8) kV [RS] (80 ~ 6 000) MHz, (1 ~ 10) V/m [EFT] (250 ~ 4 000) V [Surge] (500 ~ 4 000) V [CS] (0.15 ~ 230) MHz, (1 ~ 10) V [MF] (1 ~ 30) A/m, (50/60) Hz [DIP and Interruption] (100 ~ 0) % reduction | 기존 | 2023 | EN 61326-1:2013 | Electrical equipment or measurement, control and laboratory use- EMC requirements - Part 1:General requirements | [CE] 9 kHz ~ 30 MHz [RE] 9 kHz ~ 18 GHz [ESD] Air (2 ~ 15) kV, Contact (2 ~ 8) kV [RS] (80 ~ 6 000) MHz, (1 ~ 10) V/m [EFT] (250 ~ 4 000) V [Surge] (500 ~ 4 000) V [CS] (0.15 ~ 230) MHz, (1 ~ 10) V [MF] (1 ~ 30) A/m, (50/60) Hz [DIP and Interruption] (100 ~ 0) % reduction | N | 소재지
228 | 03 | 전기시험 | 011 | 전자기적합성 | 계측기기 | Measuring instruments | 기타 | EN 61326-1:2013 | Electrical equipment or measurement, control and laboratory use- EMC requirements - Part 1:General requirements | [RE] 1 GHz ~ 18 GHz | 기존 | 2020 | EN 61326-1:2013 | Electrical equipment or measurement, control and laboratory use- EMC requirements - Part 1:General requirements | [RE] 1 GHz ~ 18 GHz | N | 부속시설-1
229 | 03 | 전기시험 | 011 | 전자기적합성 | 계측기기 | Measuring instruments | 기타 | EN IEC 61326-1:2021 | Electrical equipment or measurement, control and laboratory use- EMC requirements - Part 1:General requirements | [CE] 9 kHz ~ 30 MHz [RE] 9 kHz ~ 18 GHz [ESD] Air (2 ~ 15) kV, Contact (2 ~ 8) kV [RS] (80 ~ 6 000) MHz, (1 ~ 10) V/m [EFT] (250 ~ 4 000) V [Surge] (500 ~ 4 000) V [CS] (0.15 ~ 230) MHz, (1 ~ 10) V [MF] (1 ~ 30) A/m, (50/60) Hz [DIP and Interruption] (100 ~ 0) % reduction | 기존 | 2023 | EN IEC 61326-1:2021 | Electrical equipment or measurement, control and laboratory use- EMC requirements - Part 1:General requirements | [CE] 9 kHz ~ 30 MHz [RE] 9 kHz ~ 18 GHz [ESD] Air (2 ~ 15) kV, Contact (2 ~ 8) kV [RS] (80 ~ 6 000) MHz, (1 ~ 10) V/m [EFT] (250 ~ 4 000) V [Surge] (500 ~ 4 000) V [CS] (0.15 ~ 230) MHz, (1 ~ 10) V [MF] (1 ~ 30) A/m, (50/60) Hz [DIP and Interruption] (100 ~ 0) % reduction | N | 소재지
230 | 03 | 전기시험 | 011 | 전자기적합성 | 전자기 적합성 | Electromagnetic compatibility | IEC | IEC 61000-3-2:2018/AMD1:2020 | Electromagnetic compatibility (EMC) - Part 3-2: Limits - Limits for harmonic current emissions (equipment input current up to and including 16 A per phase) | [AC power] (0 ~ 400) V | 기존 | 2020 | IEC 61000-3-2:2018/AMD1:2020 | Electromagnetic compatibility (EMC) - Part 3-2: Limits - Limits for harmonic current emissions (equipment input current up to and including 16 A per phase) | [AC power] (0 ~ 400) V | N | 소재지
231 | 03 | 전기시험 | 011 | 전자기적합성 | 전자기 적합성 | Electromagnetic compatibility | IEC | IEC 61000-3-3:2013 | Part 3-3: Limits - Limitation of voltage changes, voltage fluctuations and flicker in public low-voltage supply systems, for equipment with rated current <= 16 A per phase and not subject to conditional connection | [AC power] (0 ~ 400) V | 기존 | 2020 | IEC 61000-3-3:2013 | Part 3-3: Limits - Limitation of voltage changes, voltage fluctuations and flicker in public low-voltage supply systems, for equipment with rated current <= 16 A per phase and not subject to conditional connection | [AC power] (0 ~ 400) V | N | 소재지
232 | 03 | 전기시험 | 011 | 전자기적합성 | 조명기기 | Lighting devices | 기타 | EN 61547:2023 | Equipment for general lighting purposes - EMC immunity requirements | [ESD] Air (2 ~ 15) kV, Contact (2 ~ 8) kV [RS] (80 ~ 6 000) MHz, (1 ~ 10) V/m [EFT] (250 ~ 4 000) V [Surge] (500 ~ 4 000) V [CS] (0.15 ~ 230) MHz, (1 ~ 10) V [MF] (1 ~ 30) A/m, (50/60) Hz [DIP and Interruption] (100 ~ 0) % reduction | 기존 | 2023 | EN 61547:2023 | Equipment for general lighting purposes - EMC immunity requirements | [ESD] Air (2 ~ 15) kV, Contact (2 ~ 8) kV [RS] (80 ~ 6 000) MHz, (1 ~ 10) V/m [EFT] (250 ~ 4 000) V [Surge] (500 ~ 4 000) V [CS] (0.15 ~ 230) MHz, (1 ~ 10) V [MF] (1 ~ 30) A/m, (50/60) Hz [DIP and Interruption] (100 ~ 0) % reduction | N | 소재지
233 | 03 | 전기시험 | 011 | 전자기적합성 | 조명기기 | Lighting devices | 기타 | EN 62493:2015 | Assessment of lighting equipment related to human exposure to electromagnetic fields | [RE] 20 kHz ~ 10 MHz | 기존 | 2020 | EN 62493:2015 | Assessment of lighting equipment related to human exposure to electromagnetic fields | [RE] 20 kHz ~ 10 MHz | N | 소재지
234 | 03 | 전기시험 | 011 | 전자기적합성 | 조명기기 | Lighting devices | 기타 | EN 62493:2015+A1:2022 | Assessment of lighting equipment related to human exposure to electromagnetic fields | [RE] 20 kHz ~ 10 MHz | 기존 | 2023 | EN 62493:2015+A1:2022 | Assessment of lighting equipment related to human exposure to electromagnetic fields | [RE] 20 kHz ~ 10 MHz | N | 소재지
235 | 03 | 전기시험 | 011 | 전자기적합성 | 산업용 전기기기 | Electrical machinery for industries | 기타 | ICES-001:2006 | The technical requirements relative to radiated noise emissions from ISM radio frequency generators | [CE] 9 kHz ~ 30 MHz [RE] 9 kHz ~ 18 GHz | 기존 | 2020 | ICES-001:2006 | The technical requirements relative to radiated noise emissions from ISM radio frequency generators | [CE] 9 kHz ~ 30 MHz [RE] 9 kHz ~ 18 GHz | N | 소재지
236 | 03 | 전기시험 | 011 | 전자기적합성 | 산업용 전기기기 | Electrical machinery for industries | 기타 | ICES-001:2006 | The technical requirements relative to radiated noise emissions from ISM radio frequency generators | [RE] 1 GHz ~ 18 GHz | 기존 | 2020 | ICES-001:2006 | The technical requirements relative to radiated noise emissions from ISM radio frequency generators | [RE] 1 GHz ~ 18 GHz | N | 부속시설-1
237 | 03 | 전기시험 | 011 | 전자기적합성 | 산업용 전기기기 | Electrical machinery for industries | 기타 | ICES-001:2020 | The technical requirements relative to radiated noise emissions from ISM radio frequency generators | [CE] 9 kHz ~ 30 MHz [RE] 9 kHz ~ 18 GHz | 기존 | 2020 | ICES-001:2020 | The technical requirements relative to radiated noise emissions from ISM radio frequency generators | [CE] 9 kHz ~ 30 MHz [RE] 9 kHz ~ 18 GHz | N | 소재지
238 | 03 | 전기시험 | 011 | 전자기적합성 | 산업용 전기기기 | Electrical machinery for industries | 기타 | ICES-001:2020 | The technical requirements relative to radiated noise emissions from ISM radio frequency generators | [RE] 1 GHz ~ 18 GHz | 기존 | 2020 | ICES-001:2020 | The technical requirements relative to radiated noise emissions from ISM radio frequency generators | [RE] 1 GHz ~ 18 GHz | N | 부속시설-1
239 | 03 | 전기시험 | 011 | 전자기적합성 | 가정용 전기기기 | Electrical machinery for households | 기타 | ICES-003:2016 | The technical requirements relative to the radiated and conducted radio noise emissions from digital apparatus | [CE] 9 kHz ~ 30 MHz [RE] 9 kHz ~ 18 GHz | 기존 | 2020 | ICES-003:2016 | The technical requirements relative to the radiated and conducted radio noise emissions from digital apparatus | [CE] 9 kHz ~ 30 MHz [RE] 9 kHz ~ 18 GHz | N | 소재지
240 | 03 | 전기시험 | 011 | 전자기적합성 | 가정용 전기기기 | Electrical machinery for households | 기타 | ICES-003:2016 | The technical requirements relative to the radiated and conducted radio noise emissions from digital apparatus | [RE] 1 GHz ~ 18 GHz | 기존 | 2020 | ICES-003:2016 | The technical requirements relative to the radiated and conducted radio noise emissions from digital apparatus | [RE] 1 GHz ~ 18 GHz | N | 부속시설-1
241 | 03 | 전기시험 | 011 | 전자기적합성 | 가정용 전기기기 | Electrical machinery for households | 기타 | ICES-003:2020 | The technical requirements relative to the radiated and conducted radio noise emissions from digital apparatus | [CE] 9 kHz ~ 30 MHz [RE] 9 kHz ~ 18 GHz | 기존 | 2020 | ICES-003:2020 | The technical requirements relative to the radiated and conducted radio noise emissions from digital apparatus | [CE] 9 kHz ~ 30 MHz [RE] 9 kHz ~ 18 GHz | N | 소재지
242 | 03 | 전기시험 | 011 | 전자기적합성 | 가정용 전기기기 | Electrical machinery for households | 기타 | ICES-003:2020 | The technical requirements relative to the radiated and conducted radio noise emissions from digital apparatus | [RE] 1 GHz ~ 18 GHz | 기존 | 2020 | ICES-003:2020 | The technical requirements relative to the radiated and conducted radio noise emissions from digital apparatus | [RE] 1 GHz ~ 18 GHz | N | 부속시설-1
243 | 03 | 전기시험 | 011 | 전자기적합성 | 의료기기 | Medical devices | IEC | IEC 60601-1-2:2014 | Medical electrical equipment - Part 1-2: General requirements for basic safety and essential performance - Collateral standard: Electromagnetic disturbances - Requirements and tests | [ESD] Air (2 ~ 15) kV, Contact (2 ~ 8) kV [RS] (80 ~ 6 000) MHz, (1 ~ 10) V/m [EFT] (250 ~ 4 000) V [Surge] (500 ~ 4 000) V [CS] (0.15 ~ 230) MHz, (1 ~ 10) V [MF] (1 ~ 30) A/m, (50/60) Hz [DIP and Interruption] (100 ~ 0) % reduction | 기존 | 2023 | IEC 60601-1-2:2014 | Medical electrical equipment - Part 1-2: General requirements for basic safety and essential performance - Collateral standard: Electromagnetic disturbances - Requirements and tests | [ESD] Air (2 ~ 15) kV, Contact (2 ~ 8) kV [RS] (80 ~ 6 000) MHz, (1 ~ 10) V/m [EFT] (250 ~ 4 000) V [Surge] (500 ~ 4 000) V [CS] (0.15 ~ 230) MHz, (1 ~ 10) V [MF] (1 ~ 30) A/m, (50/60) Hz [DIP and Interruption] (100 ~ 0) % reduction | N | 소재지
244 | 03 | 전기시험 | 011 | 전자기적합성 | 산업용 전기기기 | Electrical machinery for industries | 기타 | 고용노동부고시 제2020-39호 (2020. 01. 15.) | 안전인증대상기계등이 아닌 유해·위험기계등의 안전 인증 규정 - S2-W-5 기계•기구 등에 관한 공통 기술기준[전자파 분야] | [RE] 1 GHz ~ 18 GHz | 기존 | 2020 | MEL Notice No.2020-39(1.15.2020.) | Safety certification regulations for dangerous machines, etc., not for safety certification target machines - S2-W-5 Common technical standard concerning machinery and devices (In the field of Electromagnetic wave) | [RE] 1 GHz ~ 18 GHz | N | 부속시설-1
245 | 03 | 전기시험 | 011 | 전자기적합성 | 산업용 전기기기 | Electrical machinery for industries | 기타 | CISPR 11:2015+A1:2016 | Industrial, scientific and medical (ISM) radio-frequency equipment - Radio disturbance characteristics - Limits and methods of measurement | [CE] 9 kHz ~ 30 MHz [RE] 9 kHz ~ 18 GHz | 기존 | 2020 | CISPR 11:2015+A1:2016 | Industrial, scientific and medical (ISM) radio-frequency equipment - Radio disturbance characteristics - Limits and methods of measurement | [CE] 9 kHz ~ 30 MHz [RE] 9 kHz ~ 18 GHz | N | 소재지
246 | 03 | 전기시험 | 011 | 전자기적합성 | 가정용 전기기기 | Electrical machinery for households | 기타 | ANSI C63.4:2014 | Methods of Measurement of Radio-Noise Emissions from Low-Voltage Electrical and Electronic Equipment in the Range of 9 kHz to 40 GHz | [CE] 9 kHz ~ 30 MHz [RE] 9 kHz ~ 26.5 GHz | 기존 | 2020 | ANSI C63.4:2014 | Methods of Measurement of Radio-Noise Emissions from Low-Voltage Electrical and Electronic Equipment in the Range of 9 kHz to 40 GHz | [CE] 9 kHz ~ 30 MHz [RE] 9 kHz ~ 26.5 GHz | N | 소재지
247 | 03 | 전기시험 | 011 | 전자기적합성 | 가정용 전기기기 | Electrical machinery for households | 기타 | ANSI C63.4:2014 | Methods of Measurement of Radio-Noise Emissions from Low-Voltage Electrical and Electronic Equipment in the Range of 9 kHz to 40 GHz | [RE] 1 GHz ~ 26.5 GHz | 기존 | 2020 | ANSI C63.4:2014 | Methods of Measurement of Radio-Noise Emissions from Low-Voltage Electrical and Electronic Equipment in the Range of 9 kHz to 40 GHz | [RE] 1 GHz ~ 26.5 GHz | N | 부속시설-1
248 | 03 | 전기시험 | 011 | 전자기적합성 | 가정용 전기기기 | Electrical machinery for households | 기타 | ANSI C63.4a-2017 | American National Standard For Methods of Measurement of Radio-Noise Emissions From Low-Voltage Electrical And Electronic Equipment In The Range of 9 kHz to 40 GHz Amendment 1: Test Site Validation | [CE] 9 kHz ~ 30 MHz [RE] 9 kHz ~ 26.5 GHz | 기존 | 2020 | ANSI C63.4a-2017 | American National Standard For Methods of Measurement of Radio-Noise Emissions From Low-Voltage Electrical And Electronic Equipment In The Range of 9 kHz to 40 GHz Amendment 1: Test Site Validation | [CE] 9 kHz ~ 30 MHz [RE] 9 kHz ~ 26.5 GHz | N | 소재지
249 | 03 | 전기시험 | 011 | 전자기적합성 | 조명기기 | Lighting devices | 기타 | EN 61547:2009 | Equipment for general lighting purposes - EMC immunity requirements | [ESD] Air (2 ~ 15) kV, Contact (2 ~ 8) kV [RS] (80 ~ 6 000) MHz, (1 ~ 10) V/m [EFT] (250 ~ 4 000) V [Surge] (500 ~ 4 000) V [CS] (0.15 ~ 230) MHz, (1 ~ 10) V [MF] (1 ~ 30) A/m, (50/60) Hz [DIP and Interruption] (100 ~ 0) % reduction | 기존 | 2023 | EN 61547:2009 | Equipment for general lighting purposes - EMC immunity requirements | [ESD] Air (2 ~ 15) kV, Contact (2 ~ 8) kV [RS] (80 ~ 6 000) MHz, (1 ~ 10) V/m [EFT] (250 ~ 4 000) V [Surge] (500 ~ 4 000) V [CS] (0.15 ~ 230) MHz, (1 ~ 10) V [MF] (1 ~ 30) A/m, (50/60) Hz [DIP and Interruption] (100 ~ 0) % reduction | N | 소재지
250 | 03 | 전기시험 | 011 | 전자기적합성 | 계측기기 | Measuring instruments | 기타 | EN IEC 61326-2-6:2021 | Electrical equipment for measurement, control and laboratory use - EMC requirements - Part 2-6: Particular requirements - In vitro diagnostic (IVD) medical equipment | [RE] 1 GHz ~ 18 GHz | 기존 | 2020 | EN IEC 61326-2-6:2021 | Electrical equipment for measurement, control and laboratory use - EMC requirements - Part 2-6: Particular requirements - In vitro diagnostic (IVD) medical equipment | [RE] 1 GHz ~ 18 GHz | N | 부속시설-1
251 | 03 | 전기시험 | 011 | 전자기적합성 | 전자기 적합성 | Electromagnetic compatibility | IEC | IEC 61000-3-3:2013+A1:2017 | Electromagnetic compatibility (EMC) - Part 3-3: Limits - Limitation of voltage changes, voltage fluctuations and flicker in public low-voltage supply systems, for equipment with rated current ≤ 16 A per phase and not subject to conditional connection | [AC power] (0 ~ 400) V | 기존 | 2020 | IEC 61000-3-3:2013+A1:2017 | Electromagnetic compatibility (EMC) - Part 3-3: Limits - Limitation of voltage changes, voltage fluctuations and flicker in public low-voltage supply systems, for equipment with rated current ≤ 16 A per phase and not subject to conditional connection | [AC power] (0 ~ 400) V | N | 소재지
252 | 03 | 전기시험 | 011 | 전자기적합성 | 전자기 적합성 | Electromagnetic compatibility | IEC | IEC 61000-3-3:2013+A1:2017+A2:2021 | Electromagnetic compatibility (EMC) - Part 3-3: Limits - Limitation of voltage changes, voltage fluctuations and flicker in public low-voltage supply systems, for equipment with rated current ≤ 16 A per phase and not subject to conditional connection | [AC power] (0 ~ 400) V | 기존 | 2023 | IEC 61000-3-3:2013+A1:2017+A2:2021 | Electromagnetic compatibility (EMC) - Part 3-3: Limits - Limitation of voltage changes, voltage fluctuations and flicker in public low-voltage supply systems, for equipment with rated current ≤ 16 A per phase and not subject to conditional connection | [AC power] (0 ~ 400) V | N | 소재지
253 | 03 | 전기시험 | 011 | 전자기적합성 | 전자기 적합성 | Electromagnetic compatibility | IEC | IEC 61000-4-2:2008 | Electromagnetic compatibility (EMC) - Part 4-2: Testing and measurement techniques - Electrostatic discharge immunity test | [ESD] Air (2 ~ 15) kV, Contact (2 ~ 8) kV | 기존 | 2020 | IEC 61000-4-2:2008 | Electromagnetic compatibility (EMC) - Part 4-2: Testing and measurement techniques - Electrostatic discharge immunity test | [ESD] Air (2 ~ 15) kV, Contact (2 ~ 8) kV | N | 소재지
254 | 03 | 전기시험 | 011 | 전자기적합성 | 전자기 적합성 | Electromagnetic compatibility | IEC | IEC 61000-4-3:2006+A1:2007+A2:2010 | Electromagnetic compatibility (EMC) - Part 4-3: Testing and measurement techniques - Radiated, radio-frequency, electromagnetic field immunity test | [RS] (80 ~ 6 000) MHz, (1 ~ 10) V/m | 기존 | 2020 | IEC 61000-4-3:2006+A1:2007+A2:2010 | Electromagnetic compatibility (EMC) - Part 4-3: Testing and measurement techniques - Radiated, radio-frequency, electromagnetic field immunity test | [RS] (80 ~ 6 000) MHz, (1 ~ 10) V/m | N | 소재지
255 | 03 | 전기시험 | 011 | 전자기적합성 | 전자기 적합성 | Electromagnetic compatibility | IEC | IEC 61000-4-3:2020 | Electromagnetic compatibility (EMC) - Part 4-3: Testing and measurement techniques - Radiated, radio-frequency, electromagnetic field immunity test | [RS] (80 ~ 6 000) MHz, (1 ~ 10) V/m | 기존 | 2020 | IEC 61000-4-3:2020 | Electromagnetic compatibility (EMC) - Part 4-3: Testing and measurement techniques - Radiated, radio-frequency, electromagnetic field immunity test | [RS] (80 ~ 6 000) MHz, (1 ~ 10) V/m | N | 소재지
256 | 03 | 전기시험 | 011 | 전자기적합성 | 전자기 적합성 | Electromagnetic compatibility | IEC | IEC 61000-4-4:2012 | Electromagnetic compatibility (EMC) - Part 4-4: Testing and measurement techniques - Electrical fast transient/burst immunity test | [EFT] (250 ~ 4 000) V | 기존 | 2023 | IEC 61000-4-4:2012 | Electromagnetic compatibility (EMC) - Part 4-4: Testing and measurement techniques - Electrical fast transient/burst immunity test | [EFT] (250 ~ 4 000) V | N | 소재지
257 | 03 | 전기시험 | 011 | 전자기적합성 | 전자기 적합성 | Electromagnetic compatibility | IEC | IEC 61000-4-5:2014 | Electromagnetic compatibility (EMC) - Part 4-5: Testing and measurement techniques - Surge immunity test | [Surge] (500 ~ 4 000) V | 기존 | 2023 | IEC 61000-4-5:2014 | Electromagnetic compatibility (EMC) - Part 4-5: Testing and measurement techniques - Surge immunity test | [Surge] (500 ~ 4 000) V | N | 소재지
258 | 03 | 전기시험 | 011 | 전자기적합성 | 전자기 적합성 | Electromagnetic compatibility | IEC | IEC 61000-4-5:2014+A1:2017 | Electromagnetic compatibility (EMC) - Part 4-5: Testing and measurement techniques - Surge immunity test | [Surge] (500 ~ 4 000) V | 기존 | 2023 | IEC 61000-4-5:2014+A1:2017 | Electromagnetic compatibility (EMC) - Part 4-5: Testing and measurement techniques - Surge immunity test | [Surge] (500 ~ 4 000) V | N | 소재지
259 | 03 | 전기시험 | 011 | 전자기적합성 | 전자기 적합성 | Electromagnetic compatibility | IEC | IEC 61000-4-6:2013 | Electromagnetic compatibility (EMC) - Part 4-6: Testing and measurement techniques - Immunity to conducted disturbances, induced by radio- frequency fields | [CS] (0.15 ~ 230) MHz, (1 ~ 10) V | 기존 | 2023 | IEC 61000-4-6:2013 | Electromagnetic compatibility (EMC) - Part 4-6: Testing and measurement techniques - Immunity to conducted disturbances, induced by radio- frequency fields | [CS] (0.15 ~ 230) MHz, (1 ~ 10) V | N | 소재지
260 | 03 | 전기시험 | 011 | 전자기적합성 | 전자기 적합성 | Electromagnetic compatibility | IEC | IEC 61000-4-6:2013+COR1:2015 | Corrigendum 1 - Electromagnetic compatibility (EMC) - Part 4-6: Testing and measurement techniques - Immunity to conducted disturbances, induced by radio-frequency fields | [CS] (0.15 ~ 230) MHz, (1 ~ 10) V | 기존 | 2023 | IEC 61000-4-6:2013+COR1:2015 | Corrigendum 1 - Electromagnetic compatibility (EMC) - Part 4-6: Testing and measurement techniques - Immunity to conducted disturbances, induced by radio-frequency fields | [CS] (0.15 ~ 230) MHz, (1 ~ 10) V | N | 소재지
261 | 03 | 전기시험 | 011 | 전자기적합성 | 선박 | Vessel | IEC | IEC 60945:2002 | Maritime navigation and radio communication equipment and systems - General requirements 9. Electromagnetic emission - Methods of testing and required test results 10. Immunity to electromagnetic environment - Methods of testing and required test results | [RE] 1 GHz ~ 18 GHz | 기존 | 2020 | IEC 60945:2002 | Maritime navigation and radio communication equipment and systems - General requirements 9. Electromagnetic emission - Methods of testing and required test results 10. Immunity to electromagnetic environment - Methods of testing and required test results | [RE] 1 GHz ~ 18 GHz | N | 부속시설-1
262 | 03 | 전기시험 | 011 | 전자기적합성 | 선박 | Vessel | IEC | IEC 60945:2002 | Maritime navigation and radio communication equipment and systems - General requirements 9. Electromagnetic emission - Methods of testing and required test results 10. Immunity to electromagnetic environment - Methods of testing and required test results | [CE] 9 kHz ~ 30 MHz [RE] 9 kHz ~ 18 GHz [ESD] Air (2 ~ 15) kV, Contact (2 ~ 8) kV [RS] (80 ~ 6 000) MHz, (1 ~ 10) V/m [EFT] (250 ~ 4 000) V [Surge] (500 ~ 4 000) V [CS] (0.15 ~ 230) MHz, (1 ~ 10) V [MF] (1 ~ 30) A/m, (50/60) Hz [DIP and Interruption] (100 ~ 0) % reduction [Voltage variation] (-20 ~ +20) % | 기존 | 2023 | IEC 60945:2002 | Maritime navigation and radio communication equipment and systems - General requirements 9. Electromagnetic emission - Methods of testing and required test results 10. Immunity to electromagnetic environment - Methods of testing and required test results | [CE] 9 kHz ~ 30 MHz [RE] 9 kHz ~ 18 GHz [ESD] Air (2 ~ 15) kV, Contact (2 ~ 8) kV [RS] (80 ~ 6 000) MHz, (1 ~ 10) V/m [EFT] (250 ~ 4 000) V [Surge] (500 ~ 4 000) V [CS] (0.15 ~ 230) MHz, (1 ~ 10) V [MF] (1 ~ 30) A/m, (50/60) Hz [DIP and Interruption] (100 ~ 0) % reduction [Voltage variation] (-20 ~ +20) % | N | 소재지
263 | 03 | 전기시험 | 011 | 전자기적합성 | 의료기기 | Medical devices | IEC | IEC 60601-1-2:2014+A1:2020 | Medical electrical equipment - Part 1-2: General requirements for basic safety and essential performance - Collateral standard: Electromagnetic disturbances - Requirements and tests | [ESD] Air (2 ~ 15) kV, Contact (2 ~ 8) kV [RS] (80 ~ 6 000) MHz, (1 ~ 10) V/m [EFT] (250 ~ 4 000) V [Surge] (500 ~ 4 000) V [CS] (0.15 ~ 230) MHz, (1 ~ 10) V [MF] (1 ~ 30) A/m, (50/60) Hz [DIP and Interruption] (100 ~ 0) % reduction | 기존 | 2023 | IEC 60601-1-2:2014+A1:2020 | Medical electrical equipment - Part 1-2: General requirements for basic safety and essential performance - Collateral standard: Electromagnetic disturbances - Requirements and tests | [ESD] Air (2 ~ 15) kV, Contact (2 ~ 8) kV [RS] (80 ~ 6 000) MHz, (1 ~ 10) V/m [EFT] (250 ~ 4 000) V [Surge] (500 ~ 4 000) V [CS] (0.15 ~ 230) MHz, (1 ~ 10) V [MF] (1 ~ 30) A/m, (50/60) Hz [DIP and Interruption] (100 ~ 0) % reduction | N | 소재지
264 | 03 | 전기시험 | 011 | 전자기적합성 | 계측기기 | Measuring instruments | 기타 | EN IEC 61326-2-5:2021 | Electrical equipment for measurement, control and laboratory use - EMC requirements - Part 2-5: Particular requirements - Test configurations, operational conditions and performance criteria for field devices with interfaces according to IEC 61784-1, CP 3/2 | [RE] 1 GHz ~ 18 GHz | 기존 | 2023 | EN IEC 61326-2-5:2021 | Electrical equipment for measurement, control and laboratory use - EMC requirements - Part 2-5: Particular requirements - Test configurations, operational conditions and performance criteria for field devices with interfaces according to IEC 61784-1, CP 3/2 | [RE] 1 GHz ~ 18 GHz | N | 부속시설-1
265 | 03 | 전기시험 | 011 | 전자기적합성 | 계측기기 | Measuring instruments | 기타 | EN 61326-2-6:2013 | Electrical equipment for measurement, control and laboratory use - EMC requirements - Part 2-6: Particular requirements - In vitro diagnostic (IVD) medical equipment | [CE] 9 kHz ~ 30 MHz [RE] 9 kHz ~ 18 GHz [ESD] Air (2 ~ 15) kV, Contact (2 ~ 8) kV [RS] (80 ~ 6 000) MHz, (1 ~ 10) V/m [EFT] (250 ~ 4 000) V [Surge] (500 ~ 4 000) V [CS] (0.15 ~ 230) MHz, (1 ~ 10) V [MF] (1 ~ 30) A/m, (50/60) Hz [DIP and Interruption] (100 ~ 0) % reduction | 기존 | 2023 | EN 61326-2-6:2013 | Electrical equipment for measurement, control and laboratory use - EMC requirements - Part 2-6: Particular requirements - In vitro diagnostic (IVD) medical equipment | [CE] 9 kHz ~ 30 MHz [RE] 9 kHz ~ 18 GHz [ESD] Air (2 ~ 15) kV, Contact (2 ~ 8) kV [RS] (80 ~ 6 000) MHz, (1 ~ 10) V/m [EFT] (250 ~ 4 000) V [Surge] (500 ~ 4 000) V [CS] (0.15 ~ 230) MHz, (1 ~ 10) V [MF] (1 ~ 30) A/m, (50/60) Hz [DIP and Interruption] (100 ~ 0) % reduction | N | 소재지
266 | 03 | 전기시험 | 011 | 전자기적합성 | 계측기기 | Measuring instruments | 기타 | EN 61326-2-6:2013 | Electrical equipment for measurement, control and laboratory use - EMC requirements - Part 2-6: Particular requirements - In vitro diagnostic (IVD) medical equipment | [RE] 1 GHz ~ 18 GHz | 기존 | 2020 | EN 61326-2-6:2013 | Electrical equipment for measurement, control and laboratory use - EMC requirements - Part 2-6: Particular requirements - In vitro diagnostic (IVD) medical equipment | [RE] 1 GHz ~ 18 GHz | N | 부속시설-1
267 | 03 | 전기시험 | 011 | 전자기적합성 | 계측기기 | Measuring instruments | 기타 | EN IEC 61326-2-6:2021 | Electrical equipment for measurement, control and laboratory use - EMC requirements - Part 2-6: Particular requirements - In vitro diagnostic (IVD) medical equipment | [CE] 9 kHz ~ 30 MHz [RE] 9 kHz ~ 18 GHz [ESD] Air (2 ~ 15) kV, Contact (2 ~ 8) kV [RS] (80 ~ 6 000) MHz, (1 ~ 10) V/m [EFT] (250 ~ 4 000) V [Surge] (500 ~ 4 000) V [CS] (0.15 ~ 230) MHz, (1 ~ 10) V [MF] (1 ~ 30) A/m, (50/60) Hz [DIP and Interruption] (100 ~ 0) % reduction | 기존 | 2023 | EN IEC 61326-2-6:2021 | Electrical equipment for measurement, control and laboratory use - EMC requirements - Part 2-6: Particular requirements - In vitro diagnostic (IVD) medical equipment | [CE] 9 kHz ~ 30 MHz [RE] 9 kHz ~ 18 GHz [ESD] Air (2 ~ 15) kV, Contact (2 ~ 8) kV [RS] (80 ~ 6 000) MHz, (1 ~ 10) V/m [EFT] (250 ~ 4 000) V [Surge] (500 ~ 4 000) V [CS] (0.15 ~ 230) MHz, (1 ~ 10) V [MF] (1 ~ 30) A/m, (50/60) Hz [DIP and Interruption] (100 ~ 0) % reduction | N | 소재지
268 | 03 | 전기시험 | 011 | 전자기적합성 | 계측기기 | Measuring instruments | 기타 | EN 61326-2-3:2013 | Electrical equipment for measurement, control and laboratory use - EMC requirements - Part 2-3: Particular requirements - Test configuration, operational conditions and performance criteria for transducers with integrated or remote signal conditioning | [RE] 1 GHz ~ 18 GHz | 기존 | 2020 | EN 61326-2-3:2013 | Electrical equipment for measurement, control and laboratory use - EMC requirements - Part 2-3: Particular requirements - Test configuration, operational conditions and performance criteria for transducers with integrated or remote signal conditioning | [RE] 1 GHz ~ 18 GHz | N | 부속시설-1
269 | 03 | 전기시험 | 011 | 전자기적합성 | 산업용 전기기기 | Electrical machinery for industries | 기타 | EN 60945:2002 | Maritime navigation and radio communication equipment and systems - General requirements 9. Electromagnetic emission - Methods of testing and required test results 10. Immunity to electromagnetic environment - Methods of testing and required test results | [CE] 9 kHz ~ 30 MHz [RE] 9 kHz ~ 18 GHz [ESD] Air (2 ~ 15) kV, Contact (2 ~ 8) kV [RS] (80 ~ 6 000) MHz, (1 ~ 10) V/m [EFT] (250 ~ 4 000) V [Surge] (500 ~ 4 000) V [CS] (0.15 ~ 230) MHz, (1 ~ 10) V [MF] (1 ~ 30) A/m, (50/60) Hz [DIP and Interruption] (100 ~ 0) % reduction [Voltage variation] (-20 ~ +20) % | 기존 | 2023 | EN 60945:2002 | Maritime navigation and radio communication equipment and systems - General requirements 9. Electromagnetic emission - Methods of testing and required test results 10. Immunity to electromagnetic environment - Methods of testing and required test results | [CE] 9 kHz ~ 30 MHz [RE] 9 kHz ~ 18 GHz [ESD] Air (2 ~ 15) kV, Contact (2 ~ 8) kV [RS] (80 ~ 6 000) MHz, (1 ~ 10) V/m [EFT] (250 ~ 4 000) V [Surge] (500 ~ 4 000) V [CS] (0.15 ~ 230) MHz, (1 ~ 10) V [MF] (1 ~ 30) A/m, (50/60) Hz [DIP and Interruption] (100 ~ 0) % reduction [Voltage variation] (-20 ~ +20) % | N | 소재지
270 | 03 | 전기시험 | 011 | 전자기적합성 | 산업용 전기기기 | Electrical machinery for industries | KS | KS C IEC 60947-2:2016 | 저압 개폐장치 및 제어장치 - 제2부: 차단기 | [ESD] Air (2 ~ 15) kV, Contact (2 ~ 8) kV [RS] (80 ~ 6 000) MHz, (1 ~ 10) V/m [EFT] (250 ~ 4 000) V [Surge] (500 ~ 4 000) V [CS] (0.15 ~ 230) MHz, (1 ~ 10) V [MF] (1 ~ 30) A/m, (50/60) Hz [DIP and Interruption] (100 ~ 0) % reduction | 기존 | 2023 | KS C IEC 60947-2:2016 | Low-voltage switchgear and controlgear - Part 2: Circuit-breakers | [ESD] Air (2 ~ 15) kV, Contact (2 ~ 8) kV [RS] (80 ~ 6 000) MHz, (1 ~ 10) V/m [EFT] (250 ~ 4 000) V [Surge] (500 ~ 4 000) V [CS] (0.15 ~ 230) MHz, (1 ~ 10) V [MF] (1 ~ 30) A/m, (50/60) Hz [DIP and Interruption] (100 ~ 0) % reduction | N | 소재지
271 | 03 | 전기시험 | 011 | 전자기적합성 | 산업용 전기기기 | Electrical machinery for industries | KS | KS C IEC 60947-4-1:2009 | 저전압 개폐장치 및 제어장치 - 제4-1부: 접촉기 및 모터기동기 - 전자식 접촉기 및 모터기동기 | [ESD] Air (2 ~ 15) kV, Contact (2 ~ 8) kV [RS] (80 ~ 6 000) MHz, (1 ~ 10) V/m [EFT] (250 ~ 4 000) V [Surge] (500 ~ 4 000) V [CS] (0.15 ~ 230) MHz, (1 ~ 10) V [MF] (1 ~ 30) A/m, (50/60) Hz [DIP and Interruption] (100 ~ 0) % reduction | 기존 | 2023 | KS C IEC 60947-4-1:2009 | Low-voltage switchgear and controlgear - Part 4-1: Contactors and motor-starters - Electromechanical contactors and motor-starters | [ESD] Air (2 ~ 15) kV, Contact (2 ~ 8) kV [RS] (80 ~ 6 000) MHz, (1 ~ 10) V/m [EFT] (250 ~ 4 000) V [Surge] (500 ~ 4 000) V [CS] (0.15 ~ 230) MHz, (1 ~ 10) V [MF] (1 ~ 30) A/m, (50/60) Hz [DIP and Interruption] (100 ~ 0) % reduction | N | 소재지
272 | 03 | 전기시험 | 011 | 전자기적합성 | 계측기기 | Measuring instruments | IEC | IEC 61326-2-4:2020 | Electrical equipment for measurement, control and laboratory use - EMC requirements - Part 2-4: Particular requirements - Test configurations, operational conditions and performance criteria for insulation monitoring devices according to IEC 61557-8 and for equipment for insulation fault location according to IEC 61557-9 | [RE] 1 GHz ~ 18 GHz | 기존 | 2023 | IEC 61326-2-4:2020 | Electrical equipment for measurement, control and laboratory use - EMC requirements - Part 2-4: Particular requirements - Test configurations, operational conditions and performance criteria for insulation monitoring devices according to IEC 61557-8 and for equipment for insulation fault location according to IEC 61557-9 | [RE] 1 GHz ~ 18 GHz | N | 부속시설-1
273 | 03 | 전기시험 | 011 | 전자기적합성 | 계측기기 | Measuring instruments | IEC | IEC 61326-2-4:2020 | Electrical equipment for measurement, control and laboratory use - EMC requirements - Part 2-4: Particular requirements - Test configurations, operational conditions and performance criteria for insulation monitoring devices according to IEC 61557-8 and for equipment for insulation fault location according to IEC 61557-9 | [CE] 9 kHz ~ 30 MHz [RE] 9 kHz ~ 18 GHz [ESD] Air (2 ~ 15) kV, Contact (2 ~ 8) kV [RS] (80 ~ 6 000) MHz, (1 ~ 10) V/m [EFT] (250 ~ 4 000) V [Surge] (500 ~ 4 000) V [CS] (0.15 ~ 230) MHz, (1 ~ 10) V [MF] (1 ~ 30) A/m, (50/60) Hz [DIP and Interruption] (100 ~ 0) % reduction | 기존 | 2023 | IEC 61326-2-4:2020 | Electrical equipment for measurement, control and laboratory use - EMC requirements - Part 2-4: Particular requirements - Test configurations, operational conditions and performance criteria for insulation monitoring devices according to IEC 61557-8 and for equipment for insulation fault location according to IEC 61557-9 | [CE] 9 kHz ~ 30 MHz [RE] 9 kHz ~ 18 GHz [ESD] Air (2 ~ 15) kV, Contact (2 ~ 8) kV [RS] (80 ~ 6 000) MHz, (1 ~ 10) V/m [EFT] (250 ~ 4 000) V [Surge] (500 ~ 4 000) V [CS] (0.15 ~ 230) MHz, (1 ~ 10) V [MF] (1 ~ 30) A/m, (50/60) Hz [DIP and Interruption] (100 ~ 0) % reduction | N | 소재지
274 | 03 | 전기시험 | 011 | 전자기적합성 | 계측기기 | Measuring instruments | IEC | IEC 61326-2-4:2012 | Electrical equipment for measurement, control and laboratory use - EMC requirements - Part 2-4: Particular requirements - Test configurations, operational conditions and performance criteria for insulation monitoring devices according to IEC 61557-8 and for equipment for insulation fault location according to IEC 61557-9 | [RE] 1 GHz ~ 18 GHz | 기존 | 2020 | IEC 61326-2-4:2012 | Electrical equipment for measurement, control and laboratory use - EMC requirements - Part 2-4: Particular requirements - Test configurations, operational conditions and performance criteria for insulation monitoring devices according to IEC 61557-8 and for equipment for insulation fault location according to IEC 61557-9 | [RE] 1 GHz ~ 18 GHz | N | 부속시설-1
275 | 03 | 전기시험 | 011 | 전자기적합성 | 가정용 전기기기 | Electrical machinery for households | KS | KS C 9040-2:2017 | 무정전전원장치(UPS) - 제2부: 전자파적합성(EMC) 요구사항 | [RE] 1 GHz ~ 18 GHz | 기존 | 2020 | KS C 9040-2:2017 | Uninterruptible power systems (UPS) - Part 2: Electromagnetic compatibility (EMC) requirements | [RE] 1 GHz ~ 18 GHz | N | 부속시설-1
276 | 03 | 전기시험 | 011 | 전자기적합성 | 조명기기 | Lighting devices | KS | KS C 9547:2020 | 일반 조명기기-전자파적합성(EMC) 내성 요구 사항 | [ESD] Air (2 ~ 15) kV, Contact (2 ~ 8) kV [RS] (80 ~ 6 000) MHz, (1 ~ 10) V/m [EFT] (250 ~ 4 000) V [Surge] (500 ~ 4 000) V [CS] (0.15 ~ 230) MHz, (1 ~ 10) V [MF] (1 ~ 30) A/m, (50/60) Hz [DIP and Interruption] (100 ~ 0) % reduction | 기존 | 2023 | KS C 9547:2020 | Equipment for general lighting purposes - EMC immunity requirements | [ESD] Air (2 ~ 15) kV, Contact (2 ~ 8) kV [RS] (80 ~ 6 000) MHz, (1 ~ 10) V/m [EFT] (250 ~ 4 000) V [Surge] (500 ~ 4 000) V [CS] (0.15 ~ 230) MHz, (1 ~ 10) V [MF] (1 ~ 30) A/m, (50/60) Hz [DIP and Interruption] (100 ~ 0) % reduction | N | 소재지
277 | 03 | 전기시험 | 011 | 전자기적합성 | 전자기 적합성 | Electromagnetic compatibility | KS | KS C 9610-4-2:2017 | 전자파적합성(EMC) - 제4-2부: 시험 및 측정 기술 - 정전기 방전 내성 시험 | [ESD] Air (2 ~ 15) kV, Contact (2 ~ 8) kV | 기존 | 2020 | KS C 9610-4-2:2017 | Electromagnetic compatibility (EMC) - Part 4-2: Testing and meaeurement techniques — Electrostatic discharge immunity test | [ESD] Air (2 ~ 15) kV, Contact (2 ~ 8) kV | N | 소재지
278 | 03 | 전기시험 | 011 | 전자기적합성 | 전자기 적합성 | Electromagnetic compatibility | KS | KS C 9610-4-3:2017 | 전자파적합성(EMC) - 제4-3부: 시험 및 측정 기술 - 방사성 RF 전자기장 내성 시험 | [RS] (80 ~ 6 000) MHz, (1 ~ 10) V/m | 기존 | 2020 | KS C 9610-4-3:2017 | Electromagnetic compatibility (EMC) - Part 4-3: Testing and measurement techniques - Radiated, radio-frequency, electromagnetic field immunity test | [RS] (80 ~ 6 000) MHz, (1 ~ 10) V/m | N | 소재지
279 | 03 | 전기시험 | 011 | 전자기적합성 | 전자기 적합성 | Electromagnetic compatibility | KS | KS C 9610-4-4:2020 | 전자파적합성(EMC) - 제4-4부: 시험 및 측정 기술 - 전기적 빠른 과도현상, 버스트 내성 시험 | [EFT] (250 ~ 4 000) V | 기존 | 2023 | KS C 9610-4-4:2020 | Electromagnetic compatibility (EMC) - Part 4-4: Testing and measurement techniques - Electrical fast transient/burst immunity test | [EFT] (250 ~ 4 000) V | N | 소재지
280 | 03 | 전기시험 | 011 | 전자기적합성 | 전자기 적합성 | Electromagnetic compatibility | KS | KS C 9610-4-5:2020 | 전자파적합성(EMC) - 제4-5부: 시험 및 측정 기술 - 서지 내성 시험 | [Surge] (500 ~ 4 000) V | 기존 | 2023 | KS C 9610-4-5:2020 | Electromagnetic compatibility (EMC) - Part 4-5: Testing and measurement techniques — Surge immunity test | [Surge] (500 ~ 4 000) V | N | 소재지
281 | 03 | 전기시험 | 011 | 전자기적합성 | 전자기 적합성 | Electromagnetic compatibility | KS | KS C 9610-4-6:2020 | 전자파적합성(EMC) - 제4-6부: 시험 및 측정 기술 - 전도성 RF 전자기장 내성 시험 | [CS] (0.15 ~ 230) MHz, (1 ~ 10) V | 기존 | 2023 | KS C 9610-4-6:2020 | Electromagnetic compatibility (EMC) - Part 4-6: Testing and measurement techniques - Immunity to conducted disturbances induced by radio-frequency fields | [CS] (0.15 ~ 230) MHz, (1 ~ 10) V | N | 소재지
282 | 03 | 전기시험 | 011 | 전자기적합성 | 전자기 적합성 | Electromagnetic compatibility | KS | KS C 9610-4-8:2017 | 전자파적합성(EMC) - 제4-8부: 시험 및 측정기술 - 전원 주파수 자기장 내성 시험 | [MF] (1 ~ 30) A/m, (50/60) Hz | 기존 | 2023 | KS C 9610-4-8:2017 | Electromagnetic compatibility (EMC) - Part 4-8: Testing and measurement techniques - Power frequency magnetic field immunity test | [MF] (1 ~ 30) A/m, (50/60) Hz | N | 소재지
283 | 03 | 전기시험 | 011 | 전자기적합성 | 전자기 적합성 | Electromagnetic compatibility | KS | KS C 9610-4-11:2020 | 전자파적합성(EMC) - 제4-11부: 시험 및 측정 기술 -전압 강하, 순간 정전, 전압 변동 내성 시험 | [DIP and Interruption] (100 ~ 0) % reduction | 기존 | 2020 | KS C 9610-4-11:2020 | Electromagnetic compatibility (EMC) - Part 4-11: Testing and measurement techniques - Voltage dips, short interruptions and voltage variations immunity tests | [DIP and Interruption] (100 ~ 0) % reduction | N | 소재지
284 | 03 | 전기시험 | 011 | 전자기적합성 | 산업용 전기기기 | Electrical machinery for industries | KS | KS C 9610-6-1:2019 | 전자파적합성(EMC) - 제6-1부: 일반표준 - 주거, 상업 및 경공업 환경에서 사용하는 기기의 전자파 내성 표준 | [ESD] Air (2 ~ 15) kV, Contact (2 ~ 8) kV [RS] (80 ~ 6 000) MHz, (1 ~ 10) V/m [EFT] (250 ~ 4 000) V [Surge] (500 ~ 4 000) V [CS] (0.15 ~ 230) MHz, (1 ~ 10) V [MF] (1 ~ 30) A/m, (50/60) Hz [DIP and Interruption] (100 ~ 0) % reduction | 기존 | 2023 | KS C 9610-6-1:2019 | Electromagnetic compatibility (EMC) - Part 6-1: Generic standards - Immunity standard for residential, commercial and light-industrial environments | [ESD] Air (2 ~ 15) kV, Contact (2 ~ 8) kV [RS] (80 ~ 6 000) MHz, (1 ~ 10) V/m [EFT] (250 ~ 4 000) V [Surge] (500 ~ 4 000) V [CS] (0.15 ~ 230) MHz, (1 ~ 10) V [MF] (1 ~ 30) A/m, (50/60) Hz [DIP and Interruption] (100 ~ 0) % reduction | N | 소재지
285 | 03 | 전기시험 | 011 | 전자기적합성 | 산업용 전기기기 | Electrical machinery for industries | KS | KS C 9610-6-2:2019 | 전자파적합성(EMC) - 제6-2부: 일반표준 - 산업 환경에서 사용하는 기기의 전자파 내성 표준 | [ESD] Air (2 ~ 15) kV, Contact (2 ~ 8) kV [RS] (80 ~ 6 000) MHz, (1 ~ 10) V/m [EFT] (250 ~ 4 000) V [Surge] (500 ~ 4 000) V [CS] (0.15 ~ 230) MHz, (1 ~ 10) V [MF] (1 ~ 30) A/m, (50/60) Hz [DIP and Interruption] (100 ~ 0) % reduction | 기존 | 2023 | KS C 9610-6-2:2019 | Electromagnetic compatibility (EMC) - Part 6-2: Generic standards - Immunity standard for industrial environments | [ESD] Air (2 ~ 15) kV, Contact (2 ~ 8) kV [RS] (80 ~ 6 000) MHz, (1 ~ 10) V/m [EFT] (250 ~ 4 000) V [Surge] (500 ~ 4 000) V [CS] (0.15 ~ 230) MHz, (1 ~ 10) V [MF] (1 ~ 30) A/m, (50/60) Hz [DIP and Interruption] (100 ~ 0) % reduction | N | 소재지
286 | 03 | 전기시험 | 011 | 전자기적합성 | 전자기 적합성 | Electromagnetic compatibility | IEC | IEC 61000-4-8:2009 | Electromagnetic compatibility (EMC) - Part 4-8: Testing and measurement techniques - Power frequency magnetic field immunity test | [MF] (1 ~ 30) A/m, (50/60) Hz | 기존 | 2023 | IEC 61000-4-8:2009 | Electromagnetic compatibility (EMC) - Part 4-8: Testing and measurement techniques - Power frequency magnetic field immunity test | [MF] (1 ~ 30) A/m, (50/60) Hz | N | 소재지
287 | 03 | 전기시험 | 011 | 전자기적합성 | 의료기기 | Medical devices | 기타 | 식품의약품안전처고시 제2020-12호 (2020. 02. 25.) | 의료기기의 전자파안전에 관한 공통기준규격 | [CE] 9 kHz ~ 30 MHz [RE] 9 kHz ~ 18 GHz [ESD] Air (2 ~ 15) kV, Contact (2 ~ 8) kV [RS] (80 ~ 6 000) MHz, (1 ~ 10) V/m [EFT] (250 ~ 4 000) V [Surge] (500 ~ 4 000) V [CS] (0.15 ~ 230) MHz, (1 ~ 10) V [MF] (1 ~ 30) A/m, (50/60) Hz [DIP and Interruption] (100 ~ 0) % reduction | 기존 | 2023 | MFDS Notice No.2020-12(2.25.2020.) | Common reference Standard for Electromagnetic Safety of Medical Devices. | [CE] 9 kHz ~ 30 MHz [RE] 9 kHz ~ 18 GHz [ESD] Air (2 ~ 15) kV, Contact (2 ~ 8) kV [RS] (80 ~ 6 000) MHz, (1 ~ 10) V/m [EFT] (250 ~ 4 000) V [Surge] (500 ~ 4 000) V [CS] (0.15 ~ 230) MHz, (1 ~ 10) V [MF] (1 ~ 30) A/m, (50/60) Hz [DIP and Interruption] (100 ~ 0) % reduction | N | 소재지
288 | 03 | 전기시험 | 011 | 전자기적합성 | 산업용 전기기기 | Electrical machinery for industries | KS | KS C IEC 60947-1:2014 | 저압 개폐장치 및 제어장치 - 제1부: 일반 규정 | [ESD] Air (2 ~ 15) kV, Contact (2 ~ 8) kV [RS] (80 ~ 6 000) MHz, (1 ~ 10) V/m [EFT] (250 ~ 4 000) V [Surge] (500 ~ 4 000) V [CS] (0.15 ~ 230) MHz, (1 ~ 10) V [MF] (1 ~ 30) A/m, (50/60) Hz [DIP and Interruption] (100 ~ 0) % reduction | 기존 | 2023 | KS C IEC 60947-1:2014 | Low-voltage switchgear and controlgear - Part 1: General rules | [ESD] Air (2 ~ 15) kV, Contact (2 ~ 8) kV [RS] (80 ~ 6 000) MHz, (1 ~ 10) V/m [EFT] (250 ~ 4 000) V [Surge] (500 ~ 4 000) V [CS] (0.15 ~ 230) MHz, (1 ~ 10) V [MF] (1 ~ 30) A/m, (50/60) Hz [DIP and Interruption] (100 ~ 0) % reduction | N | 소재지
289 | 03 | 전기시험 | 011 | 전자기적합성 | 의료기기 | Medical devices | KS | KS C IEC 60601-1-2:2020 | 의료용 전기기기 – 제1-2부： 기본안전 및 필수성능에 관한 일반 요구사항 – 보조 표준：전자파 방해 – 요구 사항 및 시험 | [ESD] Air (2 ~ 15) kV, Contact (2 ~ 8) kV [RS] (80 ~ 6 000) MHz, (1 ~ 10) V/m [EFT] (250 ~ 4 000) V [Surge] (500 ~ 4 000) V [CS] (0.15 ~ 230) MHz, (1 ~ 10) V [MF] (1 ~ 30) A/m, (50/60) Hz [DIP and Interruption] (100 ~ 0) % reduction | 기존 | 2023 | KS C IEC 60601-1-2:2020 | Medical electrical equipment - Part 1-2: General requirements for basic safety and essential performance - Collateral Standard: Electromagnetic disturbances - Requirements and tests | [ESD] Air (2 ~ 15) kV, Contact (2 ~ 8) kV [RS] (80 ~ 6 000) MHz, (1 ~ 10) V/m [EFT] (250 ~ 4 000) V [Surge] (500 ~ 4 000) V [CS] (0.15 ~ 230) MHz, (1 ~ 10) V [MF] (1 ~ 30) A/m, (50/60) Hz [DIP and Interruption] (100 ~ 0) % reduction | N | 소재지
290 | 03 | 전기시험 | 011 | 전자기적합성 | 유무선 통신기기 | Wired/wireless communication devices | KS | KS X 3124:2020 | 무선기기의 공통 전자파적합성 시험방법 | [CE] 9 kHz ~ 30 MHz [RE] 9 kHz ~ 18 GHz [ESD] Air (2 ~ 15) kV, Contact (2 ~ 8) kV [RS] (80 ~ 6 000) MHz, (1 ~ 10) V/m [EFT] (250 ~ 4 000) V [Surge] (500 ~ 4 000) V [CS] (0.15 ~ 230) MHz, (1 ~ 10) V [MF] (1 ~ 30) A/m, (50/60) Hz [DIP and Interruption] (100 ~ 0) % reduction | 기존 | 2023 | KS X 3124:2020 | ElectroMagnetic Compatibility (EMC) standard for radio equipment and services; Part 1: Common technical requirements; Harmonised Standard covering the essential requirements of article 3.1(b) of Directive 2014/53/EU and the essential requirements of article 6 of Directive 2014/30/EU | [CE] 9 kHz ~ 30 MHz [RE] 9 kHz ~ 18 GHz [ESD] Air (2 ~ 15) kV, Contact (2 ~ 8) kV [RS] (80 ~ 6 000) MHz, (1 ~ 10) V/m [EFT] (250 ~ 4 000) V [Surge] (500 ~ 4 000) V [CS] (0.15 ~ 230) MHz, (1 ~ 10) V [MF] (1 ~ 30) A/m, (50/60) Hz [DIP and Interruption] (100 ~ 0) % reduction | N | 소재지
291 | 03 | 전기시험 | 011 | 전자기적합성 | 유무선 통신기기 | Wired/wireless communication devices | KS | KS X 3124:2020 | 무선기기의 공통 전자파적합성 시험방법 | [RE] 1 GHz ~ 18 GHz | 기존 | 2020 | KS X 3124:2020 | ElectroMagnetic Compatibility (EMC) standard for radio equipment and services; Part 1: Common technical requirements; Harmonised Standard covering the essential requirements of article 3.1(b) of Directive 2014/53/EU and the essential requirements of article 6 of Directive 2014/30/EU | [RE] 1 GHz ~ 18 GHz | N | 부속시설-1
292 | 03 | 전기시험 | 011 | 전자기적합성 | 유무선 통신기기 | Wired/wireless communication devices | KS | KS X 3125:2020 | 특정 소출력 무선기기 전자파적합성 시험방법 | [CE] 9 kHz ~ 30 MHz [RE] 9 kHz ~ 18 GHz [ESD] Air (2 ~ 15) kV, Contact (2 ~ 8) kV [RS] (80 ~ 6 000) MHz, (1 ~ 10) V/m [EFT] (250 ~ 4 000) V [Surge] (500 ~ 4 000) V [CS] (0.15 ~ 230) MHz, (1 ~ 10) V [MF] (1 ~ 30) A/m, (50/60) Hz [DIP and Interruption] (100 ~ 0) % reduction | 기존 | 2023 | KS X 3125:2020 | Electromagnetic compatibility and Radio spectrum Matters (ERM); ElectroMagnetic Compatibility (EMC) standard for radio equipment and services; Part 3: Specific conditions for Short-Range Devices (SRD) operating on frequencies between 9 kHz and 246 GHz | [CE] 9 kHz ~ 30 MHz [RE] 9 kHz ~ 18 GHz [ESD] Air (2 ~ 15) kV, Contact (2 ~ 8) kV [RS] (80 ~ 6 000) MHz, (1 ~ 10) V/m [EFT] (250 ~ 4 000) V [Surge] (500 ~ 4 000) V [CS] (0.15 ~ 230) MHz, (1 ~ 10) V [MF] (1 ~ 30) A/m, (50/60) Hz [DIP and Interruption] (100 ~ 0) % reduction | N | 소재지
293 | 03 | 전기시험 | 011 | 전자기적합성 | 가정용 전기기기 | Electrical machinery for households | KS | KS C 9814-1:2020 | 전자파적합성(EMC) - 가정용 전기 기기, 전동 공구 및 유사 기기의 요구 사항 - 제1부: 방출 | [RE] 1 GHz ~ 18 GHz | 기존 | 2020 | KS C 9814-1:2020 | Electromagnetic compatibility (EMC) - Requirements for household appliances, electric tools and similar apparatus - Part 1: Emission | [RE] 1 GHz ~ 18 GHz | N | 부속시설-1
294 | 03 | 전기시험 | 011 | 전자기적합성 | 가정용 전기기기 | Electrical machinery for households | KS | KS C 9814-1:2022 | 전자파적합성(EMC) - 가정용 전기 기기, 전동 공구 및 유사 기기의 요구 사항 - 제1부: 방출 | [CE] 9 kHz ~ 30 MHz [RE] 9 kHz ~ 18 GHz | 기존 | 2020 | KS C 9814-1:2022 | Electromagnetic compatibility (EMC) - Requirements for household appliances, electric tools and similar apparatus - Part 1: Emission | [CE] 9 kHz ~ 30 MHz [RE] 9 kHz ~ 18 GHz | N | 소재지
295 | 03 | 전기시험 | 011 | 전자기적합성 | 가정용 전기기기 | Electrical machinery for households | KS | KS C 9814-1:2022 | 전자파적합성(EMC) - 가정용 전기 기기, 전동 공구 및 유사 기기의 요구 사항 - 제1부: 방출 | [RE] 1 GHz ~ 18 GHz | 기존 | 2020 | KS C 9814-1:2022 | Electromagnetic compatibility (EMC) - Requirements for household appliances, electric tools and similar apparatus - Part 1: Emission | [RE] 1 GHz ~ 18 GHz | N | 부속시설-1
296 | 03 | 전기시험 | 011 | 전자기적합성 | 가정용 전기기기 | Electrical machinery for households | KS | KS C 9814-2:2020 | 전자파적합성(EMC) - 가정용 전기 기기, 전동 공구 및 유사 기기의 요구 사항 – 제2부: 내성 | [ESD] Air (2 ~ 15) kV, Contact (2 ~ 8) kV [RS] (80 ~ 6 000) MHz, (1 ~ 10) V/m [EFT] (250 ~ 4 000) V [Surge] (500 ~ 4 000) V [CS] (0.15 ~ 230) MHz, (1 ~ 10) V [MF] (1 ~ 30) A/m, (50/60) Hz [DIP and Interruption] (100 ~ 0) % reduction | 기존 | 2023 | KS C 9814-2:2020 | Electromagnetic compatibility (EMC) - Requirements for household appliances, electric tools and similar apparatus - Part 2: Immunity - Product family standard | [ESD] Air (2 ~ 15) kV, Contact (2 ~ 8) kV [RS] (80 ~ 6 000) MHz, (1 ~ 10) V/m [EFT] (250 ~ 4 000) V [Surge] (500 ~ 4 000) V [CS] (0.15 ~ 230) MHz, (1 ~ 10) V [MF] (1 ~ 30) A/m, (50/60) Hz [DIP and Interruption] (100 ~ 0) % reduction | N | 소재지
297 | 03 | 전기시험 | 011 | 전자기적합성 | 가정용 전기기기 | Electrical machinery for households | KS | KS C 9814-2:2022 | 전자파적합성(EMC) - 가정용 전기 기기, 전동 공구 및 유사 기기의 요구 사항 - 제2부: 내성 | [ESD] Air (2 ~ 15) kV, Contact (2 ~ 8) kV [RS] (80 ~ 6 000) MHz, (1 ~ 10) V/m [EFT] (250 ~ 4 000) V [Surge] (500 ~ 4 000) V [CS] (0.15 ~ 230) MHz, (1 ~ 10) V [MF] (1 ~ 30) A/m, (50/60) Hz [DIP and Interruption] (100 ~ 0) % reduction | 기존 | 2023 | KS C 9814-2:2022 | Electromagnetic compatibility (EMC) - Requirements for household appliances, electric tools and similar apparatus - Part 2: Immunity - Product family standard | [ESD] Air (2 ~ 15) kV, Contact (2 ~ 8) kV [RS] (80 ~ 6 000) MHz, (1 ~ 10) V/m [EFT] (250 ~ 4 000) V [Surge] (500 ~ 4 000) V [CS] (0.15 ~ 230) MHz, (1 ~ 10) V [MF] (1 ~ 30) A/m, (50/60) Hz [DIP and Interruption] (100 ~ 0) % reduction | N | 소재지
298 | 03 | 전기시험 | 011 | 전자기적합성 | 조명기기 | Lighting devices | KS | KS C 9815:2019 | 조명 기기 및 유사 기기의 무선 방해 특성 측정 허용 기준과 측정방법 | [CE] 9 kHz ~ 30 MHz [RE] 9 kHz ~ 18 GHz | 기존 | 2020 | KS C 9815:2019 | Limits and methods of measurement of radio disturbance characteristics of electrical lighting and similar equipment | [CE] 9 kHz ~ 30 MHz [RE] 9 kHz ~ 18 GHz | N | 소재지
299 | 03 | 전기시험 | 011 | 전자기적합성 | 조명기기 | Lighting devices | KS | KS C 9815:2019 | 조명 기기 및 유사 기기의 무선 방해 특성 측정 허용 기준과 측정방법 | [RE] 1 GHz ~ 18 GHz | 기존 | 2020 | KS C 9815:2019 | Limits and methods of measurement of radio disturbance characteristics of electrical lighting and similar equipment | [RE] 1 GHz ~ 18 GHz | N | 부속시설-1
300 | 03 | 전기시험 | 011 | 전자기적합성 | 조명기기 | Lighting devices | KS | KS C 9815:2023 | 조명 기기 및 유사 기기의 무선 방해 특성 측정 허용 기준과 측정방법 | [CE] 9 kHz ~ 30 MHz [RE] 9 kHz ~ 18 GHz | 기존 | 2023 | KS C 9815:2023 | Limits and methods of measurement of radio disturbance characteristics of electrical lighting and similar equipment | [CE] 9 kHz ~ 30 MHz [RE] 9 kHz ~ 18 GHz | N | 소재지
301 | 03 | 전기시험 | 011 | 전자기적합성 | 조명기기 | Lighting devices | KS | KS C 9815:2023 | 조명 기기 및 유사 기기의 무선 방해 특성 측정 허용 기준과 측정방법 | [RE] 1 GHz ~ 18 GHz | 기존 | 2023 | KS C 9815:2023 | Limits and methods of measurement of radio disturbance characteristics of electrical lighting and similar equipment | [RE] 1 GHz ~ 18 GHz | N | 부속시설-1
302 | 03 | 전기시험 | 011 | 전자기적합성 | 가정용 전기기기 | Electrical machinery for households | KS | KS C 9832:2019 | 멀티미디어 기기 전자파 방해 시험방법 | [CE] 9 kHz ~ 30 MHz [RE] 9 kHz ~ 18 GHz | 기존 | 2020 | KS C 9832:2019 | Electromagnetic compatibility of multimedia equipment - Emission requirements | [CE] 9 kHz ~ 30 MHz [RE] 9 kHz ~ 18 GHz | N | 소재지
303 | 03 | 전기시험 | 011 | 전자기적합성 | 가정용 전기기기 | Electrical machinery for households | KS | KS C 9832:2019 | 멀티미디어 기기 전자파 방해 시험방법 | [RE] 1 GHz ~ 18 GHz | 기존 | 2020 | KS C 9832:2019 | Electromagnetic compatibility of multimedia equipment - Emission requirements | [RE] 1 GHz ~ 18 GHz | N | 부속시설-1
304 | 03 | 전기시험 | 011 | 전자기적합성 | 철도차량 및 관련제품 | Railroad vehicles and related products | IEC | IEC 62236-1:2018 | Railway applications - Electromagnetic compatibility - Part 1: General | - | 기존 | 2023 | IEC 62236-1:2018 | Railway applications - Electromagnetic compatibility - Part 1: General | - | N | 부속시설-1
305 | 03 | 전기시험 | 011 | 전자기적합성 | 산업용 전기기기 | Electrical machinery for industries | KS | KS C 9610-6-3:2017 | 전자파적합성(EMC) - 제6-3부: 일반기준 - 주거용, 상업용 및 경공업 환경에서 사용하는 기기의 전자파 방해 표준 | [RE] 1 GHz ~ 18 GHz | 기존 | 2020 | KS C 9610-6-3:2017 | Electromagnetic compatibility (EMC) - Part 6-3: Generic standards - Emission standard for residential, commercial and lightindustrial environments | [RE] 1 GHz ~ 18 GHz | N | 부속시설-1
306 | 03 | 전기시험 | 011 | 전자기적합성 | 산업용 전기기기 | Electrical machinery for industries | KS | KS C 9610-6-3:2017 | 전자파적합성(EMC) - 제6-3부: 일반기준 - 주거용, 상업용 및 경공업 환경에서 사용하는 기기의 전자파 방해 표준 | [CE] 9 kHz ~ 30 MHz [RE] 9 kHz ~ 18 GHz | 기존 | 2020 | KS C 9610-6-3:2017 | Electromagnetic compatibility (EMC) - Part 6-3: Generic standards - Emission standard for residential, commercial and lightindustrial environments | [CE] 9 kHz ~ 30 MHz [RE] 9 kHz ~ 18 GHz | N | 소재지
307 | 03 | 전기시험 | 011 | 전자기적합성 | 산업용 전기기기 | Electrical machinery for industries | KS | KS C 9610-6-3:2023 | 전자파적합성(EMC) - 제6-3부: 일반기준 - 주거용, 상업용 및 경공업 환경에서 사용하는 기기의 전자파 방해 표준 | [RE] 1 GHz ~ 18 GHz | 기존 | 2023 | KS C 9610-6-3:2023 | Electromagnetic compatibility (EMC) - Part 6-3: Generic standards - Emission standard for residential, commercial and lightindustrial environments | [RE] 1 GHz ~ 18 GHz | N | 부속시설-1
308 | 03 | 전기시험 | 011 | 전자기적합성 | 유무선 통신기기 | Wired/wireless communication devices | 기타 | ETSI EN 300 386 V2.2.1 (2022-09) | Electromagnetic compatibility and radio spectrum matters (ERM); Telecommunication network equipment; Electromagnetic compatibility (EMC) requirements | [CE] 9 kHz ~ 30 MHz [RE] 9 kHz ~ 18 GHz [ESD] Air (2 ~ 15) kV, Contact (2 ~ 8) kV [RS] (80 ~ 6 000) MHz, (1 ~ 10) V/m [EFT] (250 ~ 4 000) V [Surge] (500 ~ 4 000) V [CS] (0.15 ~ 230) MHz, (1 ~ 10) V [MF] (1 ~ 30) A/m, (50/60) Hz [DIP and Interruption] (100 ~ 0) % reduction | 기존 | 2023 | ETSI EN 300 386 V2.2.1 (2022-09) | Electromagnetic compatibility and radio spectrum matters (ERM); Telecommunication network equipment; Electromagnetic compatibility (EMC) requirements | [CE] 9 kHz ~ 30 MHz [RE] 9 kHz ~ 18 GHz [ESD] Air (2 ~ 15) kV, Contact (2 ~ 8) kV [RS] (80 ~ 6 000) MHz, (1 ~ 10) V/m [EFT] (250 ~ 4 000) V [Surge] (500 ~ 4 000) V [CS] (0.15 ~ 230) MHz, (1 ~ 10) V [MF] (1 ~ 30) A/m, (50/60) Hz [DIP and Interruption] (100 ~ 0) % reduction | N | 소재지
309 | 03 | 전기시험 | 011 | 전자기적합성 | 유무선 통신기기 | Wired/wireless communication devices | 기타 | ETSI EN 300 386 V2.2.1 (2022-09) | Electromagnetic compatibility and radio spectrum matters (ERM); Telecommunication network equipment; Electromagnetic compatibility (EMC) requirements | [RE] 1 GHz ~ 18 GHz | 기존 | 2023 | ETSI EN 300 386 V2.2.1 (2022-09) | Electromagnetic compatibility and radio spectrum matters (ERM); Telecommunication network equipment; Electromagnetic compatibility (EMC) requirements | [RE] 1 GHz ~ 18 GHz | N | 부속시설-1
310 | 03 | 전기시험 | 011 | 전자기적합성 | 유무선 통신기기 | Wired/wireless communication devices | 기타 | ETSI EN 301 489-1 V2.2.2 (2019-09) | Electromagnetic compatibility and Radio spectrum Matters (ERM); ElectroMagnetic Compatibility (EMC) standard for radio equipment ; Part 17: Specific conditions for Broadband Data Transmission Systems. | [CE] 9 kHz ~ 30 MHz [RE] 9 kHz ~ 18 GHz [ESD] Air (2 ~ 15) kV, Contact (2 ~ 8) kV [RS] (80 ~ 6 000) MHz, (1 ~ 10) V/m [EFT] (250 ~ 4 000) V [Surge] (500 ~ 4 000) V [CS] (0.15 ~ 230) MHz, (1 ~ 10) V [MF] (1 ~ 30) A/m, (50/60) Hz [DIP and Interruption] (100 ~ 0) % reduction | 기존 | 2023 | ETSI EN 301 489-1 V2.2.2 (2019-09) | Electromagnetic compatibility and Radio spectrum Matters (ERM); ElectroMagnetic Compatibility (EMC) standard for radio equipment ; Part 17: Specific conditions for Broadband Data Transmission Systems. | [CE] 9 kHz ~ 30 MHz [RE] 9 kHz ~ 18 GHz [ESD] Air (2 ~ 15) kV, Contact (2 ~ 8) kV [RS] (80 ~ 6 000) MHz, (1 ~ 10) V/m [EFT] (250 ~ 4 000) V [Surge] (500 ~ 4 000) V [CS] (0.15 ~ 230) MHz, (1 ~ 10) V [MF] (1 ~ 30) A/m, (50/60) Hz [DIP and Interruption] (100 ~ 0) % reduction | N | 소재지
311 | 03 | 전기시험 | 011 | 전자기적합성 | 가정용 전기기기 | Electrical machinery for households | 기타 | CISPR 14-1:2016+COR1:2016 | Electromagnetic compatibility - Requirements for household appliances, electric tools and similar apparatus - Part 1: Emission | [CE] 9 kHz ~ 30 MHz [RE] 9 kHz ~ 18 GHz | 기존 | 2020 | CISPR 14-1:2016+COR1:2016 | Electromagnetic compatibility - Requirements for household appliances, electric tools and similar apparatus - Part 1: Emission | [CE] 9 kHz ~ 30 MHz [RE] 9 kHz ~ 18 GHz | N | 소재지
312 | 03 | 전기시험 | 011 | 전자기적합성 | 가정용 전기기기 | Electrical machinery for households | 기타 | CISPR 14-1:2016+COR1:2016 | Electromagnetic compatibility - Requirements for household appliances, electric tools and similar apparatus - Part 1: Emission | [RE] 1 GHz ~ 18 GHz | 기존 | 2020 | CISPR 14-1:2016+COR1:2016 | Electromagnetic compatibility - Requirements for household appliances, electric tools and similar apparatus - Part 1: Emission | [RE] 1 GHz ~ 18 GHz | N | 부속시설-1
313 | 03 | 전기시험 | 011 | 전자기적합성 | 가정용 전기기기 | Electrical machinery for households | 기타 | CISPR 14-1:2020 | Electromagnetic compatibility - Requirements for household appliances, electric tools and similar apparatus - Part 1: Emission | [CE] 9 kHz ~ 30 MHz [RE] 9 kHz ~ 18 GHz | 기존 | 2020 | CISPR 14-1:2020 | Electromagnetic compatibility - Requirements for household appliances, electric tools and similar apparatus - Part 1: Emission | [CE] 9 kHz ~ 30 MHz [RE] 9 kHz ~ 18 GHz | N | 소재지
314 | 03 | 전기시험 | 011 | 전자기적합성 | 가정용 전기기기 | Electrical machinery for households | 기타 | CISPR 14-1:2020 | Electromagnetic compatibility - Requirements for household appliances, electric tools and similar apparatus - Part 1: Emission | [RE] 1 GHz ~ 18 GHz | 기존 | 2020 | CISPR 14-1:2020 | Electromagnetic compatibility - Requirements for household appliances, electric tools and similar apparatus - Part 1: Emission | [RE] 1 GHz ~ 18 GHz | N | 부속시설-1
315 | 03 | 전기시험 | 011 | 전자기적합성 | 가정용 전기기기 | Electrical machinery for households | 기타 | CISPR 14-2:2015 | Electromagnetic compatibility - Requirements for household appliances, electric tools and similar apparatus - Part 2: Immunity - Product family standard | [ESD] Air (2 ~ 15) kV, Contact (2 ~ 8) kV [RS] (80 ~ 6 000) MHz, (1 ~ 10) V/m [EFT] (250 ~ 4 000) V [Surge] (500 ~ 4 000) V [CS] (0.15 ~ 230) MHz, (1 ~ 10) V [MF] (1 ~ 30) A/m, (50/60) Hz [DIP and Interruption] (100 ~ 0) % reduction | 기존 | 2023 | CISPR 14-2:2015 | Electromagnetic compatibility - Requirements for household appliances, electric tools and similar apparatus - Part 2: Immunity - Product family standard | [ESD] Air (2 ~ 15) kV, Contact (2 ~ 8) kV [RS] (80 ~ 6 000) MHz, (1 ~ 10) V/m [EFT] (250 ~ 4 000) V [Surge] (500 ~ 4 000) V [CS] (0.15 ~ 230) MHz, (1 ~ 10) V [MF] (1 ~ 30) A/m, (50/60) Hz [DIP and Interruption] (100 ~ 0) % reduction | N | 소재지
316 | 03 | 전기시험 | 011 | 전자기적합성 | 가정용 전기기기 | Electrical machinery for households | 기타 | CISPR 14-2:2020 | Electromagnetic compatibility - Requirements for household appliances, electric tools and similar apparatus - Part 2: Immunity - Product family standard | [ESD] Air (2 ~ 15) kV, Contact (2 ~ 8) kV [RS] (80 ~ 6 000) MHz, (1 ~ 10) V/m [EFT] (250 ~ 4 000) V [Surge] (500 ~ 4 000) V [CS] (0.15 ~ 230) MHz, (1 ~ 10) V [MF] (1 ~ 30) A/m, (50/60) Hz [DIP and Interruption] (100 ~ 0) % reduction | 기존 | 2023 | CISPR 14-2:2020 | Electromagnetic compatibility - Requirements for household appliances, electric tools and similar apparatus - Part 2: Immunity - Product family standard | [ESD] Air (2 ~ 15) kV, Contact (2 ~ 8) kV [RS] (80 ~ 6 000) MHz, (1 ~ 10) V/m [EFT] (250 ~ 4 000) V [Surge] (500 ~ 4 000) V [CS] (0.15 ~ 230) MHz, (1 ~ 10) V [MF] (1 ~ 30) A/m, (50/60) Hz [DIP and Interruption] (100 ~ 0) % reduction | N | 소재지
317 | 03 | 전기시험 | 011 | 전자기적합성 | 조명기기 | Lighting devices | 기타 | CISPR 15:2013+A1:2015 | Limits and methods of measurement of radio disturbance characteristics of electrical lighting and similar equipment <Exception> 4.2 Insertion Loss | [CE] 9 kHz ~ 30 MHz [RE] 9 kHz ~ 18 GHz | 기존 | 2020 | CISPR 15:2013+A1:2015 | Limits and methods of measurement of radio disturbance characteristics of electrical lighting and similar equipment <Exception> 4.2 Insertion Loss | [CE] 9 kHz ~ 30 MHz [RE] 9 kHz ~ 18 GHz | N | 소재지
318 | 03 | 전기시험 | 011 | 전자기적합성 | 조명기기 | Lighting devices | 기타 | CISPR 15:2013+A1:2015 | Limits and methods of measurement of radio disturbance characteristics of electrical lighting and similar equipment <Exception> 4.2 Insertion Loss | [RE] 1 GHz ~ 18 GHz | 기존 | 2020 | CISPR 15:2013+A1:2015 | Limits and methods of measurement of radio disturbance characteristics of electrical lighting and similar equipment <Exception> 4.2 Insertion Loss | [RE] 1 GHz ~ 18 GHz | N | 부속시설-1
319 | 03 | 전기시험 | 011 | 전자기적합성 | 조명기기 | Lighting devices | 기타 | CISPR 15:2018 | Limits and methods of measurement of radio disturbance characteristics of electrical lighting and similar equipment <Exception> 4.2 Insertion Loss | [CE] 9 kHz ~ 30 MHz [RE] 9 kHz ~ 18 GHz | 기존 | 2020 | CISPR 15:2018 | Limits and methods of measurement of radio disturbance characteristics of electrical lighting and similar equipment <Exception> 4.2 Insertion Loss | [CE] 9 kHz ~ 30 MHz [RE] 9 kHz ~ 18 GHz | N | 소재지
320 | 03 | 전기시험 | 011 | 전자기적합성 | 조명기기 | Lighting devices | 기타 | CISPR 15:2018 | Limits and methods of measurement of radio disturbance characteristics of electrical lighting and similar equipment <Exception> 4.2 Insertion Loss | [RE] 1 GHz ~ 18 GHz | 기존 | 2020 | CISPR 15:2018 | Limits and methods of measurement of radio disturbance characteristics of electrical lighting and similar equipment <Exception> 4.2 Insertion Loss | [RE] 1 GHz ~ 18 GHz | N | 부속시설-1
321 | 03 | 전기시험 | 011 | 전자기적합성 | 가정용 전기기기 | Electrical machinery for households | 기타 | CISPR 32:2015+COR1:2016 | Electromagnetic compatibility of multimedia equipment - Emission requirements | [CE] 9 kHz ~ 30 MHz [RE] 9 kHz ~ 18 GHz | 기존 | 2020 | CISPR 32:2015+COR1:2016 | Electromagnetic compatibility of multimedia equipment - Emission requirements | [CE] 9 kHz ~ 30 MHz [RE] 9 kHz ~ 18 GHz | N | 소재지
322 | 03 | 전기시험 | 011 | 전자기적합성 | 가정용 전기기기 | Electrical machinery for households | 기타 | CISPR 32:2015+COR1:2016 | Electromagnetic compatibility of multimedia equipment - Emission requirements | [RE] 1 GHz ~ 18 GHz | 기존 | 2020 | CISPR 32:2015+COR1:2016 | Electromagnetic compatibility of multimedia equipment - Emission requirements | [RE] 1 GHz ~ 18 GHz | N | 부속시설-1
323 | 03 | 전기시험 | 011 | 전자기적합성 | 가정용 전기기기 | Electrical machinery for households | 기타 | CISPR 32:2015+A1:2019 | Electromagnetic compatibility of multimedia equipment - Emission requirements | [CE] 9 kHz ~ 30 MHz [RE] 9 kHz ~ 18 GHz | 기존 | 2020 | CISPR 32:2015+A1:2019 | Electromagnetic compatibility of multimedia equipment - Emission requirements | [CE] 9 kHz ~ 30 MHz [RE] 9 kHz ~ 18 GHz | N | 소재지
324 | 03 | 전기시험 | 011 | 전자기적합성 | 가정용 전기기기 | Electrical machinery for households | 기타 | CISPR 32:2015+A1:2019 | Electromagnetic compatibility of multimedia equipment - Emission requirements | [RE] 1 GHz ~ 18 GHz | 기존 | 2020 | CISPR 32:2015+A1:2019 | Electromagnetic compatibility of multimedia equipment - Emission requirements | [RE] 1 GHz ~ 18 GHz | N | 부속시설-1
325 | 03 | 전기시험 | 011 | 전자기적합성 | 가정용 전기기기 | Electrical machinery for households | 기타 | CISPR 35:2016 | Electromagnetic compatibility of multimedia equipment - Immunity requirements <Exception> 4.2.7 Broadband impulsive conducted disturbances | [ESD] Air (2 ~ 15) kV, Contact (2 ~ 8) kV [RS] 80 MHz ~ 6 GHz, (1 ~ 10) V/m [EFT] (250 ~ 4 000) V [Surge] (500 ~ 4 000) V [CS] (0.15 ~ 230) MHz, (1 ~ 10) V [MF] (1 ~ 30) A/m, (50/60) Hz [DIP and Interruption] (100 ~ 0) % reduction | 기존 | 2023 | CISPR 35:2016 | Electromagnetic compatibility of multimedia equipment - Immunity requirements <Exception> 4.2.7 Broadband impulsive conducted disturbances | [ESD] Air (2 ~ 15) kV, Contact (2 ~ 8) kV [RS] 80 MHz ~ 6 GHz, (1 ~ 10) V/m [EFT] (250 ~ 4 000) V [Surge] (500 ~ 4 000) V [CS] (0.15 ~ 230) MHz, (1 ~ 10) V [MF] (1 ~ 30) A/m, (50/60) Hz [DIP and Interruption] (100 ~ 0) % reduction | N | 소재지
326 | 03 | 전기시험 | 011 | 전자기적합성 | 유무선 통신기기 | Wired/wireless communication devices | 기타 | ETSI EN 300 386 V2.1.1 (2016-07) | Electromagnetic compatibility and radio spectrum matters (ERM); Telecommunication network equipment; Electromagnetic compatibility (EMC) requirements | [CE] 9 kHz ~ 30 MHz [RE] 9 kHz ~ 18 GHz [ESD] Air (2 ~ 15) kV, Contact (2 ~ 8) kV [RS] (80 ~ 6 000) MHz, (1 ~ 10) V/m [EFT] (250 ~ 4 000) V [Surge] (500 ~ 4 000) V [CS] (0.15 ~ 230) MHz, (1 ~ 10) V [MF] (1 ~ 30) A/m, (50/60) Hz [DIP and Interruption] (100 ~ 0) % reduction | 기존 | 2023 | ETSI EN 300 386 V2.1.1 (2016-07) | Electromagnetic compatibility and radio spectrum matters (ERM); Telecommunication network equipment; Electromagnetic compatibility (EMC) requirements | [CE] 9 kHz ~ 30 MHz [RE] 9 kHz ~ 18 GHz [ESD] Air (2 ~ 15) kV, Contact (2 ~ 8) kV [RS] (80 ~ 6 000) MHz, (1 ~ 10) V/m [EFT] (250 ~ 4 000) V [Surge] (500 ~ 4 000) V [CS] (0.15 ~ 230) MHz, (1 ~ 10) V [MF] (1 ~ 30) A/m, (50/60) Hz [DIP and Interruption] (100 ~ 0) % reduction | N | 소재지
327 | 03 | 전기시험 | 011 | 전자기적합성 | 유무선 통신기기 | Wired/wireless communication devices | 기타 | ETSI EN 300 386 V2.1.1 (2016-07) | Electromagnetic compatibility and radio spectrum matters (ERM); Telecommunication network equipment; Electromagnetic compatibility (EMC) requirements | [RE] 1 GHz ~ 18 GHz | 기존 | 2020 | ETSI EN 300 386 V2.1.1 (2016-07) | Electromagnetic compatibility and radio spectrum matters (ERM); Telecommunication network equipment; Electromagnetic compatibility (EMC) requirements | [RE] 1 GHz ~ 18 GHz | N | 부속시설-1
328 | 03 | 전기시험 | 011 | 전자기적합성 | 의료기기 | Medical devices | 기타 | EN 60601-1-2:2015+A1:2021 | Medical electrical equipment - Part 1-2: General requirements for basic safety and essential performance - Collateral standard: Electromagnetic disturbances - Requirements and tests | [ESD] Air (2 ~ 15) kV, Contact (2 ~ 8) kV [RS] (80 ~ 6 000) MHz, (1 ~ 10) V/m [EFT] (250 ~ 4 000) V [Surge] (500 ~ 4 000) V [CS] (0.15 ~ 230) MHz, (1 ~ 10) V [MF] (1 ~ 30) A/m, (50/60) Hz [DIP and Interruption] (100 ~ 0) % reduction | 기존 | 2023 | EN 60601-1-2:2015+A1:2021 | Medical electrical equipment - Part 1-2: General requirements for basic safety and essential performance - Collateral standard: Electromagnetic disturbances - Requirements and tests | [ESD] Air (2 ~ 15) kV, Contact (2 ~ 8) kV [RS] (80 ~ 6 000) MHz, (1 ~ 10) V/m [EFT] (250 ~ 4 000) V [Surge] (500 ~ 4 000) V [CS] (0.15 ~ 230) MHz, (1 ~ 10) V [MF] (1 ~ 30) A/m, (50/60) Hz [DIP and Interruption] (100 ~ 0) % reduction | N | 소재지
329 | 03 | 전기시험 | 011 | 전자기적합성 | 산업용 전기기기 | Electrical machinery for industries | 기타 | CISPR 11:2015+A1:2016+A2:2019 | Industrial, scientific and medical equipment - Radio-frequency disturbance characteristics - Limits and methods of measurement | [RE] 1 GHz ~ 18 GHz | 기존 | 2020 | CISPR 11:2015+A1:2016+A2:2019 | Industrial, scientific and medical equipment - Radio-frequency disturbance characteristics - Limits and methods of measurement | [RE] 1 GHz ~ 18 GHz | N | 부속시설-1
330 | 03 | 전기시험 | 011 | 전자기적합성 | 산업용 전기기기 | Electrical machinery for industries | 기타 | CISPR 11:2015+A1:2016+A2:2019 | Industrial, scientific and medical equipment - Radio-frequency disturbance characteristics - Limits and methods of measurement | [CE] 9 kHz ~ 30 MHz [RE] 9 kHz ~ 18 GHz | 기존 | 2020 | CISPR 11:2015+A1:2016+A2:2019 | Industrial, scientific and medical equipment - Radio-frequency disturbance characteristics - Limits and methods of measurement | [CE] 9 kHz ~ 30 MHz [RE] 9 kHz ~ 18 GHz | N | 소재지
331 | 03 | 전기시험 | 011 | 전자기적합성 | 유무선 통신기기 | Wired/wireless communication devices | 기타 | ETSI EN 301 489-1 V2.2.2 (2019-09) | Electromagnetic compatibility and Radio spectrum Matters (ERM); ElectroMagnetic Compatibility (EMC) standard for radio equipment ; Part 17: Specific conditions for Broadband Data Transmission Systems. | [RE] 1 GHz ~ 18 GHz | 기존 | 2020 | ETSI EN 301 489-1 V2.2.2 (2019-09) | Electromagnetic compatibility and Radio spectrum Matters (ERM); ElectroMagnetic Compatibility (EMC) standard for radio equipment ; Part 17: Specific conditions for Broadband Data Transmission Systems. | [RE] 1 GHz ~ 18 GHz | N | 부속시설-1
332 | 03 | 전기시험 | 011 | 전자기적합성 | 유무선 통신기기 | Wired/wireless communication devices | 기타 | ETSI EN 301 489-1 V2.2.3 (2019-11) | Electromagnetic compatibility and Radio spectrum Matters (ERM); ElectroMagnetic Compatibility (EMC) standard for radio equipment ; Part 17: Specific conditions for Broadband Data Transmission Systems. | [CE] 9 kHz ~ 30 MHz [RE] 9 kHz ~ 18 GHz [ESD] Air (2 ~ 15) kV, Contact (2 ~ 8) kV [RS] (80 ~ 6 000) MHz, (1 ~ 10) V/m [EFT] (250 ~ 4 000) V [Surge] (500 ~ 4 000) V [CS] (0.15 ~ 230) MHz, (1 ~ 10) V [MF] (1 ~ 30) A/m, (50/60) Hz [DIP and Interruption] (100 ~ 0) % reduction | 기존 | 2023 | ETSI EN 301 489-1 V2.2.3 (2019-11) | Electromagnetic compatibility and Radio spectrum Matters (ERM); ElectroMagnetic Compatibility (EMC) standard for radio equipment ; Part 17: Specific conditions for Broadband Data Transmission Systems. | [CE] 9 kHz ~ 30 MHz [RE] 9 kHz ~ 18 GHz [ESD] Air (2 ~ 15) kV, Contact (2 ~ 8) kV [RS] (80 ~ 6 000) MHz, (1 ~ 10) V/m [EFT] (250 ~ 4 000) V [Surge] (500 ~ 4 000) V [CS] (0.15 ~ 230) MHz, (1 ~ 10) V [MF] (1 ~ 30) A/m, (50/60) Hz [DIP and Interruption] (100 ~ 0) % reduction | N | 소재지
333 | 03 | 전기시험 | 011 | 전자기적합성 | 유무선 통신기기 | Wired/wireless communication devices | 기타 | ETSI EN 301 489-1 V2.2.3 (2019-11) | Electromagnetic compatibility and Radio spectrum Matters (ERM); ElectroMagnetic Compatibility (EMC) standard for radio equipment ; Part 17: Specific conditions for Broadband Data Transmission Systems. | [RE] 1 GHz ~ 18 GHz | 기존 | 2020 | ETSI EN 301 489-1 V2.2.3 (2019-11) | Electromagnetic compatibility and Radio spectrum Matters (ERM); ElectroMagnetic Compatibility (EMC) standard for radio equipment ; Part 17: Specific conditions for Broadband Data Transmission Systems. | [RE] 1 GHz ~ 18 GHz | N | 부속시설-1
334 | 03 | 전기시험 | 011 | 전자기적합성 | 유무선 통신기기 | Wired/wireless communication devices | 기타 | ETSI EN 301 489-3 V2.1.1 (2019-03) | Electromagnetic compatibility and Radio spectrum Matters (ERM); ElectroMagnetic Compatibility (EMC) standard for radio equipment and services; Part 3: Specific conditions for Short-Range Devices (SRD) operating on frequencies between 9 kHz and 246 GHz | [CE] 9 kHz ~ 30 MHz [RE] 9 kHz ~ 18 GHz [ESD] Air (2 ~ 15) kV, Contact (2 ~ 8) kV [RS] (80 ~ 6 000) MHz, (1 ~ 10) V/m [EFT] (250 ~ 4 000) V [Surge] (500 ~ 4 000) V [CS] (0.15 ~ 230) MHz, (1 ~ 10) V [MF] (1 ~ 30) A/m, (50/60) Hz [DIP and Interruption] (100 ~ 0) % reduction | 기존 | 2023 | ETSI EN 301 489-3 V2.1.1 (2019-03) | Electromagnetic compatibility and Radio spectrum Matters (ERM); ElectroMagnetic Compatibility (EMC) standard for radio equipment and services; Part 3: Specific conditions for Short-Range Devices (SRD) operating on frequencies between 9 kHz and 246 GHz | [CE] 9 kHz ~ 30 MHz [RE] 9 kHz ~ 18 GHz [ESD] Air (2 ~ 15) kV, Contact (2 ~ 8) kV [RS] (80 ~ 6 000) MHz, (1 ~ 10) V/m [EFT] (250 ~ 4 000) V [Surge] (500 ~ 4 000) V [CS] (0.15 ~ 230) MHz, (1 ~ 10) V [MF] (1 ~ 30) A/m, (50/60) Hz [DIP and Interruption] (100 ~ 0) % reduction | N | 소재지
335 | 03 | 전기시험 | 011 | 전자기적합성 | 유무선 통신기기 | Wired/wireless communication devices | 기타 | QCVN 18:2022 | ElectroMagnetic Compatibility (EMC) radio communications Equipment General electromagnetic compatibility Requirements | [RE] 1 GHz ~ 18 GHz | 기존 | 2023 | QCVN 18:2022 | ElectroMagnetic Compatibility (EMC) radio communications Equipment General electromagnetic compatibility Requirements | [RE] 1 GHz ~ 18 GHz | N | 부속시설-1
336 | 03 | 전기시험 | 011 | 전자기적합성 | 유무선 통신기기 | Wired/wireless communication devices | 기타 | ETSI EN 301 489-17 V3.2.0 (2017-03) | Electromagnetic compatibility and Radio spectrum Matters (ERM); ElectroMagnetic Compatibility (EMC) standard for radio equipment ; Part 17: Specific conditions for Broadband Data Transmission Systems. | [CE] 9 kHz ~ 30 MHz [RE] 9 kHz ~ 18 GHz [ESD] Air (2 ~ 15) kV, Contact (2 ~ 8) kV [RS] (80 ~ 6 000) MHz, (1 ~ 10) V/m [EFT] (250 ~ 4 000) V [Surge] (500 ~ 4 000) V [CS] (0.15 ~ 230) MHz, (1 ~ 10) V [MF] (1 ~ 30) A/m, (50/60) Hz [DIP and Interruption] (100 ~ 0) % reduction | 기존 | 2023 | ETSI EN 301 489-17 V3.2.0 (2017-03) | Electromagnetic compatibility and Radio spectrum Matters (ERM); ElectroMagnetic Compatibility (EMC) standard for radio equipment ; Part 17: Specific conditions for Broadband Data Transmission Systems. | [CE] 9 kHz ~ 30 MHz [RE] 9 kHz ~ 18 GHz [ESD] Air (2 ~ 15) kV, Contact (2 ~ 8) kV [RS] (80 ~ 6 000) MHz, (1 ~ 10) V/m [EFT] (250 ~ 4 000) V [Surge] (500 ~ 4 000) V [CS] (0.15 ~ 230) MHz, (1 ~ 10) V [MF] (1 ~ 30) A/m, (50/60) Hz [DIP and Interruption] (100 ~ 0) % reduction | N | 소재지
337 | 03 | 전기시험 | 011 | 전자기적합성 | 유무선 통신기기 | Wired/wireless communication devices | 기타 | ETSI EN 301 489-17 V3.2.0 (2017-03) | Electromagnetic compatibility and Radio spectrum Matters (ERM); ElectroMagnetic Compatibility (EMC) standard for radio equipment ; Part 17: Specific conditions for Broadband Data Transmission Systems. | [RE] 1 GHz ~ 18 GHz | 기존 | 2020 | ETSI EN 301 489-17 V3.2.0 (2017-03) | Electromagnetic compatibility and Radio spectrum Matters (ERM); ElectroMagnetic Compatibility (EMC) standard for radio equipment ; Part 17: Specific conditions for Broadband Data Transmission Systems. | [RE] 1 GHz ~ 18 GHz | N | 부속시설-1
338 | 03 | 전기시험 | 011 | 전자기적합성 | 유무선 통신기기 | Wired/wireless communication devices | 기타 | ETSI EN 301 489-17 V3.2.4 (2020-09) | Electromagnetic compatibility and Radio spectrum Matters (ERM); ElectroMagnetic Compatibility (EMC) standard for radio equipment ; Part 17: Specific conditions for Broadband Data Transmission Systems. | [CE] 9 kHz ~ 30 MHz [RE] 9 kHz ~ 18 GHz [ESD] Air (2 ~ 15) kV, Contact (2 ~ 8) kV [RS] (80 ~ 6 000) MHz, (1 ~ 10) V/m [EFT] (250 ~ 4 000) V [Surge] (500 ~ 4 000) V [CS] (0.15 ~ 230) MHz, (1 ~ 10) V [MF] (1 ~ 30) A/m, (50/60) Hz [DIP and Interruption] (100 ~ 0) % reduction | 기존 | 2023 | ETSI EN 301 489-17 V3.2.4 (2020-09) | Electromagnetic compatibility and Radio spectrum Matters (ERM); ElectroMagnetic Compatibility (EMC) standard for radio equipment ; Part 17: Specific conditions for Broadband Data Transmission Systems. | [CE] 9 kHz ~ 30 MHz [RE] 9 kHz ~ 18 GHz [ESD] Air (2 ~ 15) kV, Contact (2 ~ 8) kV [RS] (80 ~ 6 000) MHz, (1 ~ 10) V/m [EFT] (250 ~ 4 000) V [Surge] (500 ~ 4 000) V [CS] (0.15 ~ 230) MHz, (1 ~ 10) V [MF] (1 ~ 30) A/m, (50/60) Hz [DIP and Interruption] (100 ~ 0) % reduction | N | 소재지
339 | 03 | 전기시험 | 011 | 전자기적합성 | 유무선 통신기기 | Wired/wireless communication devices | 기타 | ETSI EN 301 489-17 V3.2.4 (2020-09) | Electromagnetic compatibility and Radio spectrum Matters (ERM); ElectroMagnetic Compatibility (EMC) standard for radio equipment ; Part 17: Specific conditions for Broadband Data Transmission Systems. | [RE] 1 GHz ~ 18 GHz | 기존 | 2020 | ETSI EN 301 489-17 V3.2.4 (2020-09) | Electromagnetic compatibility and Radio spectrum Matters (ERM); ElectroMagnetic Compatibility (EMC) standard for radio equipment ; Part 17: Specific conditions for Broadband Data Transmission Systems. | [RE] 1 GHz ~ 18 GHz | N | 부속시설-1
340 | 03 | 전기시험 | 011 | 전자기적합성 | 유무선 통신기기 | Wired/wireless communication devices | 기타 | ETSI EN 301 489-24 V1.5.1 (2010-10) | Electromagnetic compatibility and Radio spectrum Matters (ERM); ElectroMagnetic Compatibility (EMC) standard for radio equipment and services; Part 24: Specific conditions for IMT-2000 CDMA Direct Spread (UTRA and E-UTRA) for Mobile and portable (UE) radio and ancillary equipment | [CE] 9 kHz ~ 30 MHz [RE] 9 kHz ~ 18 GHz [ESD] Air (2 ~ 15) kV, Contact (2 ~ 8) kV [RS] (80 ~ 6 000) MHz, (1 ~ 10) V/m [EFT] (250 ~ 4 000) V [Surge] (500 ~ 4 000) V [CS] (0.15 ~ 230) MHz, (1 ~ 10) V [MF] (1 ~ 30) A/m, (50/60) Hz [DIP and Interruption] (100 ~ 0) % reduction | 기존 | 2023 | ETSI EN 301 489-24 V1.5.1 (2010-10) | Electromagnetic compatibility and Radio spectrum Matters (ERM); ElectroMagnetic Compatibility (EMC) standard for radio equipment and services; Part 24: Specific conditions for IMT-2000 CDMA Direct Spread (UTRA and E-UTRA) for Mobile and portable (UE) radio and ancillary equipment | [CE] 9 kHz ~ 30 MHz [RE] 9 kHz ~ 18 GHz [ESD] Air (2 ~ 15) kV, Contact (2 ~ 8) kV [RS] (80 ~ 6 000) MHz, (1 ~ 10) V/m [EFT] (250 ~ 4 000) V [Surge] (500 ~ 4 000) V [CS] (0.15 ~ 230) MHz, (1 ~ 10) V [MF] (1 ~ 30) A/m, (50/60) Hz [DIP and Interruption] (100 ~ 0) % reduction | N | 소재지
341 | 03 | 전기시험 | 011 | 전자기적합성 | 유무선 통신기기 | Wired/wireless communication devices | 기타 | ETSI EN 301 489-24 V1.5.1 (2010-10) | Electromagnetic compatibility and Radio spectrum Matters (ERM); ElectroMagnetic Compatibility (EMC) standard for radio equipment and services; Part 24: Specific conditions for IMT-2000 CDMA Direct Spread (UTRA and E-UTRA) for Mobile and portable (UE) radio and ancillary equipment | [RE] 1 GHz ~ 18 GHz | 기존 | 2020 | ETSI EN 301 489-24 V1.5.1 (2010-10) | Electromagnetic compatibility and Radio spectrum Matters (ERM); ElectroMagnetic Compatibility (EMC) standard for radio equipment and services; Part 24: Specific conditions for IMT-2000 CDMA Direct Spread (UTRA and E-UTRA) for Mobile and portable (UE) radio and ancillary equipment | [RE] 1 GHz ~ 18 GHz | N | 부속시설-1
342 | 03 | 전기시험 | 011 | 전자기적합성 | 유무선 통신기기 | Wired/wireless communication devices | 기타 | ETSI EN 301 489-52 V1.2.1 (2021-11) | ElectroMagnetic Compatibility (EMC) standard for radio equipment and services; Part 52: Specific conditions for Cellular Communication User Equipment (UE) radio and ancillary equipment; Harmonised Standard for ElectroMagenetic Compatibility | [CE] 9 kHz ~ 30 MHz [RE] 9 kHz ~ 18 GHz [ESD] Air (2 ~ 15) kV, Contact (2 ~ 8) kV [RS] (80 ~ 6 000) MHz, (1 ~ 10) V/m [EFT] (250 ~ 4 000) V [Surge] (500 ~ 4 000) V [CS] (0.15 ~ 230) MHz, (1 ~ 10) V [MF] (1 ~ 30) A/m, (50/60) Hz [DIP and Interruption] (100 ~ 0) % reduction | 기존 | 2023 | ETSI EN 301 489-52 V1.2.1 (2021-11) | ElectroMagnetic Compatibility (EMC) standard for radio equipment and services; Part 52: Specific conditions for Cellular Communication User Equipment (UE) radio and ancillary equipment; Harmonised Standard for ElectroMagenetic Compatibility | [CE] 9 kHz ~ 30 MHz [RE] 9 kHz ~ 18 GHz [ESD] Air (2 ~ 15) kV, Contact (2 ~ 8) kV [RS] (80 ~ 6 000) MHz, (1 ~ 10) V/m [EFT] (250 ~ 4 000) V [Surge] (500 ~ 4 000) V [CS] (0.15 ~ 230) MHz, (1 ~ 10) V [MF] (1 ~ 30) A/m, (50/60) Hz [DIP and Interruption] (100 ~ 0) % reduction | N | 소재지
343 | 03 | 전기시험 | 011 | 전자기적합성 | 유무선 통신기기 | Wired/wireless communication devices | 기타 | ETSI EN 301 489-52 V1.2.1 (2021-11) | ElectroMagnetic Compatibility (EMC) standard for radio equipment and services; Part 52: Specific conditions for Cellular Communication User Equipment (UE) radio and ancillary equipment; Harmonised Standard for ElectroMagenetic Compatibility | [RE] 9 kHz ~ 18 GHz | 기존 | 2020 | ETSI EN 301 489-52 V1.2.1 (2021-11) | ElectroMagnetic Compatibility (EMC) standard for radio equipment and services; Part 52: Specific conditions for Cellular Communication User Equipment (UE) radio and ancillary equipment; Harmonised Standard for ElectroMagenetic Compatibility | [RE] 9 kHz ~ 18 GHz | N | 부속시설-1
344 | 03 | 전기시험 | 011 | 전자기적합성 | 철도차량 및 관련제품 | Railroad vehicles and related products | 기타 | EN 50121-1:2017 | Railway applications - Electromagnetic compatibility - Part 1: General | - | 기존 | 2023 | EN 50121-1:2017 | Railway applications - Electromagnetic compatibility - Part 1: General | - | N | 소재지
345 | 03 | 전기시험 | 011 | 전자기적합성 | 철도차량 및 관련제품 | Railroad vehicles and related products | 기타 | EN 50121-1:2017 | Railway applications - Electromagnetic compatibility - Part 1: General | - | 기존 | 2023 | EN 50121-1:2017 | Railway applications - Electromagnetic compatibility - Part 1: General | - | N | 부속시설-1
346 | 03 | 전기시험 | 011 | 전자기적합성 | 철도차량 및 관련제품 | Railroad vehicles and related products | 기타 | EN 50121-3-2:2016+A1:2019 | Railway applications - Electromagnetic compatibility - Part 3-2: Rolling stock - Apparatus | [CE] 9 kHz ~ 30 MHz [RE] 9 kHz ~ 18 GHz [ESD] Air (2 ~ 15) kV, Contact (2 ~ 8) kV [RS] (80 ~ 6 000) MHz, (1 ~ 10) V/m [EFT] (250 ~ 4 000) V [Surge] (500 ~ 4 000) V [CS] (0.15 ~ 230) MHz, (1 ~ 10) V [MF] (1 ~ 30) A/m, (50/60) Hz [DIP and Interruption] (100 ~ 0) % reduction | 기존 | 2023 | EN 50121-3-2:2016+A1:2019 | Railway applications - Electromagnetic compatibility - Part 3-2: Rolling stock - Apparatus | [CE] 9 kHz ~ 30 MHz [RE] 9 kHz ~ 18 GHz [ESD] Air (2 ~ 15) kV, Contact (2 ~ 8) kV [RS] (80 ~ 6 000) MHz, (1 ~ 10) V/m [EFT] (250 ~ 4 000) V [Surge] (500 ~ 4 000) V [CS] (0.15 ~ 230) MHz, (1 ~ 10) V [MF] (1 ~ 30) A/m, (50/60) Hz [DIP and Interruption] (100 ~ 0) % reduction | N | 소재지
347 | 03 | 전기시험 | 011 | 전자기적합성 | 유무선 통신기기 | Wired/wireless communication devices | 기타 | ETSI EN 300 386 V2.2.0 (2020-10) | Electromagnetic compatibility and radio spectrum matters (ERM); Telecommunication network equipment; Electromagnetic compatibility (EMC) requirements | [RE] 1 GHz ~ 18 GHz | 기존 | 2020 | ETSI EN 300 386 V2.2.0 (2020-10) | Electromagnetic compatibility and radio spectrum matters (ERM); Telecommunication network equipment; Electromagnetic compatibility (EMC) requirements | [RE] 1 GHz ~ 18 GHz | N | 부속시설-1
348 | 03 | 전기시험 | 011 | 전자기적합성 | 유무선 통신기기 | Wired/wireless communication devices | 기타 | ETSI EN 300 386 V2.2.0 (2020-10) | Electromagnetic compatibility and radio spectrum matters (ERM); Telecommunication network equipment; Electromagnetic compatibility (EMC) requirements | [CE] 9 kHz ~ 30 MHz [RE] 9 kHz ~ 18 GHz [ESD] Air (2 ~ 15) kV, Contact (2 ~ 8) kV [RS] (80 ~ 6 000) MHz, (1 ~ 10) V/m [EFT] (250 ~ 4 000) V [Surge] (500 ~ 4 000) V [CS] (0.15 ~ 230) MHz, (1 ~ 10) V [MF] (1 ~ 30) A/m, (50/60) Hz [DIP and Interruption] (100 ~ 0) % reduction | 기존 | 2023 | ETSI EN 300 386 V2.2.0 (2020-10) | Electromagnetic compatibility and radio spectrum matters (ERM); Telecommunication network equipment; Electromagnetic compatibility (EMC) requirements | [CE] 9 kHz ~ 30 MHz [RE] 9 kHz ~ 18 GHz [ESD] Air (2 ~ 15) kV, Contact (2 ~ 8) kV [RS] (80 ~ 6 000) MHz, (1 ~ 10) V/m [EFT] (250 ~ 4 000) V [Surge] (500 ~ 4 000) V [CS] (0.15 ~ 230) MHz, (1 ~ 10) V [MF] (1 ~ 30) A/m, (50/60) Hz [DIP and Interruption] (100 ~ 0) % reduction | N | 소재지
349 | 03 | 전기시험 | 011 | 전자기적합성 | 계측기기 | Measuring instruments | IEC | IEC 61326-2-4:2012 | Electrical equipment for measurement, control and laboratory use - EMC requirements - Part 2-4: Particular requirements - Test configurations, operational conditions and performance criteria for insulation monitoring devices according to IEC 61557-8 and for equipment for insulation fault location according to IEC 61557-9 | [CE] 9 kHz ~ 30 MHz [RE] 9 kHz ~ 18 GHz [ESD] Air (2 ~ 15) kV, Contact (2 ~ 8) kV [RS] (80 ~ 6 000) MHz, (1 ~ 10) V/m [EFT] (250 ~ 4 000) V [Surge] (500 ~ 4 000) V [CS] (0.15 ~ 230) MHz, (1 ~ 10) V [MF] (1 ~ 30) A/m, (50/60) Hz [DIP and Interruption] (100 ~ 0) % reduction | 기존 | 2023 | IEC 61326-2-4:2012 | Electrical equipment for measurement, control and laboratory use - EMC requirements - Part 2-4: Particular requirements - Test configurations, operational conditions and performance criteria for insulation monitoring devices according to IEC 61557-8 and for equipment for insulation fault location according to IEC 61557-9 | [CE] 9 kHz ~ 30 MHz [RE] 9 kHz ~ 18 GHz [ESD] Air (2 ~ 15) kV, Contact (2 ~ 8) kV [RS] (80 ~ 6 000) MHz, (1 ~ 10) V/m [EFT] (250 ~ 4 000) V [Surge] (500 ~ 4 000) V [CS] (0.15 ~ 230) MHz, (1 ~ 10) V [MF] (1 ~ 30) A/m, (50/60) Hz [DIP and Interruption] (100 ~ 0) % reduction | N | 소재지
350 | 03 | 전기시험 | 013 | 에너지효율 | 가정용 전기기기 | Electrical machinery for households | 기타 | 산업통상자원부고시 제2022-33호(2022. 2.15.) | 대기전력 저감 프로그램 운용규정 (제외항목) 제3조(대기전력저감대상제품의 지정 등) ① 의 8 자동절전제어장치, 12 라디오카세트, 13 전자레인지, 16 유무선전화기, 17 비데, 18 모뎀, 19 홈게이트웨이, 20 손건조기 | Input Voltage: (0 - 600) V Frequency: (50 - 60) Hz Current: (0 - 20) A | 기존 | 2023 | MOTIE Notice No.2022-33(2022. 2. 15.) | Regulation on Standby Power Reduction Program [Exception] 8. Energy-saving & Controlling Devices, 12. Radio Cassette Players, 13. Microwave Ovens. 16. Cordless/Corded Phones, 17. Bidets, 18. Modems, 19. Home Gateways, 20. Hand Dryers | Input Voltage: (0 - 600) V Frequency: (50 - 60) Hz Current: (0 - 20) A | N | 소재지
351 | 03 | 전기시험 | 013 | 에너지효율 | 가정용 전기기기 | Electrical machinery for households | 기타 | 산업통상자원부고시 제2025-169호(2024. 10. 29.) | 효율관리기자재 운용규정 제4조 20. 어댑터·충전기 26. 텔레비전수상기 42. 사이니지 디스플레이 44. 모니터 49. 컴퓨터 50. 복합기 | 입력 전원: 220 V, 60 Hz 어댑터: 출력전력 150 W 이하, 입력전원: 220 V, 60 Hz 충전기: 입력전력 20 W 이하, 입력전원: 220V, 60 Hz 텔레비전수상기: 47 cm 이상, 216 cm 이하 사이니지 디스플레이: 30.48 cm 이상, 154.94 cm 이하 모니터: 153 cm 이하 | 기존 | 2025 | MOTIE Notice No.2024-169 (2024. 10. 29.) | Regulation on Energy Efficiency Label and Standards Article 4 20. Adapter·Charger 26. Television 42. Signage Display 44. Monitor 49. Computer 50. Multi-functional Devices | Input power: AC 220 V, 60 Hz Adapter: Output power 150 W or below, Charger: Input power 20 W or below, Input: 220V, 60 Hz Television: 47 cm or more and 216 cm or less Signage display: 30.48 cm or more and 154.94 cm or less Monitor: less than 153 cm | N | 소재지

## 03.005
회사/기관명 | 성명 | 평가사구분 | 유효기간 | 현장평가 | 평가점수 | 순위 | 비고
티유브이라인란드 코리아 | 황영열 | 평가사보 | 2025-09-23 ~ 2028-09-22 | 2026-03-04 ~ 2026-03-05
디와이오토(주) | 조영준 | 평가사보 | 2026-02-13 ~ 2029-02-12
주식회사 유로핀즈케이씨티엘 | 정연성 | 평가사보 | 2025-06-05 ~ 2028-06-04 | 2025-12-03 ~ 2025-12-05
국가기술표준원 | 정지훈 | 평가사보 | 2025-05-14 ~ 2028-05-13
한국기계전기전자시험연구원 | 최길 | 평가사보 | 2024-03-19 ~ 2027-03-18
국가기술표준원 | 기현종 | 평가사보 | 2024-03-19 ~ 2027-03-18 | 2024-05-20 ~ 2024-05-22
주식회사 제이엔엠코리아 | 이기훈 | 평가사 | 2026-03-09 ~ 2029-03-08 | 2026-02-09 ~ 2026-02-11
국립공주대학교 | 유병규 | 평가사보 | 2023-02-23 ~ 2026-02-22
국방과학연구소 | 이용재 | 평가사 | 2025-08-26 ~ 2028-08-25 | 2026-01-07 ~ 2026-01-08
KTC | 박찬근 | 평가사보 | 2024-07-18 ~ 2027-07-17 | 2026-03-11 ~ 2026-03-12
한국기계전기전자시험연구원 | 고승현 | 평가사보 | 2025-10-13 ~ 2028-10-12 | 2026-04-08 ~ 2026-04-10
주식회사 메디튤립 | 송민찬 | 평가사보 | 2024-03-19 ~ 2027-03-18 | 2025-06-26 ~ 2025-06-27
키엘연구원 | 김경인 | 평가사 | 2023-11-08 ~ 2026-11-07 | 2026-01-14 ~ 2026-01-16
(특수법인) 한국전파진흥협회 부설시험인증원 | 김창식 | 평가사보 | 2024-02-15 ~ 2027-02-14 | 2024-05-08 ~ 2024-05-10
한국전파진흥협회 | 강환범 | 평가사 | 2023-03-22 ~ 2026-03-21 | 2025-07-29 ~ 2025-07-31
(주)디티앤씨 | 이한진 | 평가사 | 2026-01-27 ~ 2029-01-26 | 2025-07-14 ~ 2025-07-15
한국기계전기전자시험연구원 | 강대경 | 평가사 | 2023-08-22 ~ 2026-08-21 | 2026-03-04 ~ 2026-03-05
국가기술표준원 | 김명곤 | 평가사보 | 2019-08-19 ~ 2022-08-18 | 2019-11-19 ~ 2019-11-19
국가기술표준원 | 김한식 | 평가사보 | 2021-08-12 ~ 2024-08-11
한국교정시험기술주식회사 | 정무식 | 평가사 | 2024-03-04 ~ 2027-03-03 | 2025-09-17 ~ 2025-09-19
메가써티스 | 박승종 | 평가사 | 2024-11-13 ~ 2027-11-12 | 2026-03-04 ~ 2026-03-05
(주) 원택 | 최형준 | 평가사 | 2024-06-27 ~ 2027-06-26 | 2025-12-16 ~ 2025-12-17
국가기술표준원 | 이재만 | 평가사보 | 2018-02-05 ~ 2021-02-04
유엘 게앰배하 한국지점 | 이진곤 | 평가사 | 2024-08-09 ~ 2027-08-08 | 2026-02-09 ~ 2026-02-11
(주)유씨에스 | 이용복 | 평가사 | 2023-07-13 ~ 2026-07-12 | 2026-04-08 ~ 2026-04-10
(주)케이이알 | 진정희 | 평가사 | 2024-04-16 ~ 2027-04-15 | 2025-11-24 ~ 2025-11-25
한국정보통신기술협회 | 김동호 | 선임평가사 | 2023-12-07 ~ 2026-12-06 | 2025-08-26 ~ 2025-08-27
국가기술표준원 | 배승호 | 평가사보 | 2015-06-19 ~ 2018-06-18
방위사업청 | 김지태 | 평가사보 | 2020-07-27 ~ 2023-07-26 | 2017-05-10 ~ 2017-05-12
(재)한국기계전기전자시험연구원 | 김영대 | 평가사 | 2022-01-28 ~ 2025-01-27 | 2014-04-09 ~ 2014-04-11
구미전자정보기술원 | 김태형 | 평가사 | 2026-03-09 ~ 2029-03-08 | 2026-01-20 ~ 2026-01-20
(주)큐에스 | 이수원 | 선임평가사 | 2024-10-30 ~ 2027-10-29 | 2026-04-13 ~ 2026-04-15
(주)엔트리연구원 | 문식 | 평가사 | 2023-07-26 ~ 2026-07-25 | 2025-11-04 ~ 2025-11-06
한국기계전기전자시험연구원 | 박덕우 | 선임평가사 | 2025-06-05 ~ 2028-06-04 | 2026-03-23 ~ 2026-03-25
한국철도공사 연구원 | 하세용 | 평가사보 | 2009-02-19 ~ 2012-02-18
- | 권성원 | 평가사 | 2022-11-09 ~ 2025-11-08 | 2022-01-12 ~ 2022-01-22
한국환경기기시험원(주) | 유성호 | 선임평가사 | 2025-10-13 ~ 2028-10-12 | 2026-02-24 ~ 2026-02-25
RTS | 최덕현 | 선임평가사 | 2020-07-13 ~ 2021-09-05 | 2021-08-12 ~ 2021-08-13
한국캘랩(주) | 오인환 | 선임평가사 | 2023-08-22 ~ 2026-08-21 | 2024-07-25 ~ 2024-07-26
국립부경대학교 | 이철규 | 선임평가사 | 2012-07-31 ~ 2015-07-30 | 2015-12-03 ~ 2015-12-04
산업표준기술원(주) | 임철호 | 선임평가사 | 2023-04-05 ~ 2026-04-04 | 2025-12-03 ~ 2025-12-05
한다솜계기 | 배길호 | 교정:선임평가사
한국시험교정기술원 | 강웅택 | 평가사 | 2023-04-05 ~ 2026-04-04 | 2024-12-19 ~ 2024-12-20
비케이테크 | 황성호 | 평가사 | 2025-09-23 ~ 2028-09-22 | 2025-02-10 ~ 2025-02-12
지에스랩 | 조도현 | 선임평가사 | 2024-03-19 ~ 2027-03-18 | 2026-01-26 ~ 2026-01-28

## 03.007
회사/기관명 | 성명 | 평가사구분 | 유효기간 | 현장평가 | 평가점수 | 순위 | 비고
피엔에스 | 최혁준 | 평가사보 | 2025-08-26 ~ 2028-08-25 | 2026-04-15 ~ 2026-04-17
티유브이라인란드 코리아 | 황영열 | 평가사보 | 2025-09-23 ~ 2028-09-22 | 2026-03-04 ~ 2026-03-05
(재)한국기계전기전자시험연구원 | 최정원 | 평가사보 | 2026-02-13 ~ 2029-02-12 | 2026-03-11 ~ 2026-03-13
한국산업기술시험원 | 김광민 | 평가사보 | 2025-07-18 ~ 2028-07-17 | 2026-02-09 ~ 2026-02-10
국가기술표준원 | 노학엽 | 평가사보 | 2025-04-02 ~ 2028-04-01 | 2025-06-04 ~ 2025-06-05
한국로봇산업진흥원 | 김기진 | 평가사보 | 2024-10-30 ~ 2027-10-29 | 2026-04-21 ~ 2026-04-23
국가기술표준원 | 이재준 | 평가사보 | 2024-10-16 ~ 2027-10-15
특허청 | 최명환 | 평가사 | 2024-06-27 ~ 2027-06-26 | 2026-04-09 ~ 2026-04-10
국가기술표준원 | 서인석 | 평가사보 | 2024-03-19 ~ 2027-03-18
국가기술표준원 | 기현종 | 평가사보 | 2024-03-19 ~ 2027-03-18 | 2024-05-20 ~ 2024-05-22
산업통상자원부 국가기술표준원 | 전종윤 | 평가사 | 2025-04-02 ~ 2028-04-01 | 2025-12-03 ~ 2025-12-05
한국광기술원 | 조미령 | 평가사보 | 2026-01-27 ~ 2029-01-26
인터텍이티엘셈코(주) | 하은애 | 평가사보 | 2023-12-07 ~ 2026-12-06
국가기술표준원 | 최성환 | 평가사보 | 2023-10-25 ~ 2026-10-24
(재)한국기계전기전자시험연구원 | 윤진광 | 평가사보 | 2023-08-22 ~ 2026-08-21 | 2026-04-28 ~ 2026-04-29
(주)디티앤씨 | 차경수 | 평가사보 | 2023-07-13 ~ 2026-07-12 | 2026-04-14 ~ 2026-04-15
한국도로교통공단 | 박명석 | 평가사 | 2023-06-28 ~ 2026-06-27 | 2026-01-14 ~ 2026-01-16
(재)한국화학융합시험연구원 | 박정기 | 평가사보 | 2025-06-05 ~ 2028-06-04 | 2026-04-21 ~ 2026-04-23
한국제품안전관리원 | 조희래 | 평가사 | 2024-02-15 ~ 2027-02-14 | 2026-03-19 ~ 2026-03-20
한국산업기술시험원 | 권진욱 | 평가사보 | 2023-04-19 ~ 2026-04-18 | 2026-03-03 ~ 2026-03-05
주식회사 제이엔엠코리아 | 이기훈 | 평가사 | 2026-03-09 ~ 2029-03-08 | 2026-02-09 ~ 2026-02-11
원택 | 서진원 | 평가사 | 2023-03-22 ~ 2026-03-21 | 2025-11-20 ~ 2025-11-21
국립공주대학교 | 유병규 | 평가사보 | 2023-02-23 ~ 2026-02-22
한국기계전기전자시험연구원 | 김승주 | 평가사보 | 2025-08-08 ~ 2028-08-07 | 2025-12-10 ~ 2025-12-12
(주)에너지인증연구소 | 전병헌 | 평가사보 | 2023-05-03 ~ 2026-05-02 | 2025-01-16 ~ 2025-01-17
(재)한국화학융합시험연구원 | 김윤성 | 평가사보 | 2022-08-16 ~ 2025-08-15 | 2024-06-27 ~ 2024-06-28
KTC | 박찬근 | 평가사보 | 2024-07-18 ~ 2027-07-17 | 2026-03-11 ~ 2026-03-12
(재)한국조선해양기자재연구원 | 김동건 | 평가사보 | 2022-10-25 ~ 2025-10-24 | 2025-04-28 ~ 2025-04-30
한국산업기술시험원 | 지경준 | 평가사 | 2025-06-30 ~ 2028-06-29 | 2026-02-10 ~ 2026-02-11
한국산업기술시험원 | 박상호 | 평가사보 | 2022-01-28 ~ 2025-01-27 | 2024-02-22 ~ 2024-02-23
주식회사 씨엠씨엘 | 최문철 | 평가사 | 2025-11-12 ~ 2028-11-11 | 2026-02-09 ~ 2026-02-11
주식회사 케이이에스 | 이강한 | 평가사 | 2025-05-14 ~ 2028-05-13 | 2026-03-04 ~ 2026-03-05
(재)인천테크노파크 | 박용준 | 평가사 | 2024-11-13 ~ 2027-11-12 | 2026-04-14 ~ 2026-04-15
(재)한국기계전기전자시험연구원 | 김형근 | 평가사 | 2024-06-03 ~ 2027-06-02 | 2026-02-10 ~ 2026-02-12
키엘연구원 | 김경인 | 평가사 | 2023-11-08 ~ 2026-11-07 | 2026-01-14 ~ 2026-01-16
도로교통공단 | 이대희 | 평가사 | 2024-10-16 ~ 2027-10-15 | 2026-04-15 ~ 2026-04-17
한국전기안전공사 | 이언필 | 평가사보 | 2024-01-24 ~ 2027-01-23 | 2025-08-06 ~ 2025-08-08
국가기술표준원 | 곽효연 | 평가사보 | 2021-08-27 ~ 2024-08-26
(특수법인) 한국전파진흥협회 부설시험인증원 | 김창식 | 평가사보 | 2024-02-15 ~ 2027-02-14 | 2024-05-08 ~ 2024-05-10
주식회사 케이이에스 | 이강선 | 평가사 | 2026-02-13 ~ 2029-02-12 | 2025-11-06 ~ 2025-11-07
국가기술표준원 | 조형민 | 평가사보 | 2019-11-18 ~ 2022-11-17
(주)디티앤씨 | 이한진 | 평가사 | 2026-01-27 ~ 2029-01-26 | 2025-07-14 ~ 2025-07-15
(주)엘오티베큠 | 유종걸 | 평가사보 | 2020-07-13 ~ 2023-07-12
국가기술표준원 | 김용득 | 평가사 | 2019-01-04 ~ 2022-01-03 | 2019-09-24 ~ 2019-09-25
한국에너지기기산업진흥회 | 유인목 | 평가사 | 2024-11-13 ~ 2027-11-12 | 2026-02-09 ~ 2026-02-11
한국기계전기전자시험연구원 | 김명현 | 평가사보 | 2026-03-09 ~ 2029-03-08 | 2025-11-04 ~ 2025-11-06
(주)피티엘 | 이준호 | 평가사 | 2024-07-18 ~ 2027-07-17 | 2026-04-21 ~ 2026-04-23
한국심사자격인증원 | 윤기환 | 평가사 | 2018-04-12 ~ 2021-04-11 | 2019-04-29 ~ 2019-05-01
메가써티스 | 박승종 | 평가사 | 2024-11-13 ~ 2027-11-12 | 2026-03-04 ~ 2026-03-05
(주) 원택 | 최형준 | 평가사 | 2024-06-27 ~ 2027-06-26 | 2025-12-16 ~ 2025-12-17
국가기술표준원 | 이재만 | 평가사보 | 2018-02-05 ~ 2021-02-04
한국산업기술진흥협회 | 김현태 | 평가사보 | 2021-01-21 ~ 2024-01-20 | 2019-07-10 ~ 2019-07-12
주식회사 유로핀즈케이씨티엘 | 임성수 | 평가사 | 2024-02-15 ~ 2027-02-14 | 2026-01-26 ~ 2026-01-28
방위사업청 | 양성욱 | 평가사보
한국로봇산업진흥원 | 이태희 | 선임평가사 | 2023-09-06 ~ 2026-09-05 | 2026-03-09 ~ 2026-03-11
유엘 게앰배하 한국지점 | 이진곤 | 평가사 | 2024-08-09 ~ 2027-08-08 | 2026-02-09 ~ 2026-02-11
한국산업기술시험원 | 김진수 | 평가사 | 2023-04-05 ~ 2026-04-04 | 2025-11-25 ~ 2025-11-26
한국산업기술시험원 | 이상곤 | 평가사 | 2024-05-09 ~ 2027-05-08 | 2026-02-09 ~ 2026-02-11
(재)승강기안전기술연구원 | 이명수 | 선임평가사 | 2023-07-13 ~ 2026-07-12 | 2026-03-11 ~ 2026-03-12
한국산업기술대학교산학협력단 전력저감센터 | 김석태 | 평가사보 | 2017-01-25 ~ 2020-01-24 | 2017-11-06 ~ 2017-11-08
한국로봇산업진흥원 | 우종운 | 평가사 | 2023-10-25 ~ 2026-10-24 | 2026-01-06 ~ 2026-01-08
(재)한국화학융합시험연구원 | 하선호 | 평가사 | 2023-07-26 ~ 2026-07-25 | 2022-07-21 ~ 2022-07-22
수원시 | 장호철 | 평가사보 | 2016-11-24 ~ 2019-11-23 | 2018-12-06 ~ 2018-12-07
(재)키엘연구원 | 박종빈 | 평가사 | 2023-07-13 ~ 2026-07-12 | 2024-05-23 ~ 2024-05-24
국가기술표준원 | 박인수 | 평가사보 | 2016-05-26 ~ 2019-05-25
(주)유씨에스 | 이용복 | 평가사 | 2023-07-13 ~ 2026-07-12 | 2026-04-08 ~ 2026-04-10
(주)스페이스앤빈 | 정한규 | 평가사 | 2023-09-20 ~ 2026-09-19 | 2026-03-10 ~ 2026-03-11
삼성전자 | 김좌환 | 평가사보 | 2016-07-18 ~ 2019-07-17
(주)유씨에스 | 이군용 | 평가사보 | 2015-12-28 ~ 2018-12-27 | 2016-03-03 ~ 2016-03-05
(주)케이이알 | 진정희 | 평가사 | 2024-04-16 ~ 2027-04-15 | 2025-11-24 ~ 2025-11-25
국가기술표준원 | 김선근 | 평가사보 | 2015-10-05 ~ 2018-10-04 | 2017-02-02 ~ 2017-02-03
CSA Group | 이성호 | 평가사보 | 2015-10-05 ~ 2018-10-04 | 2018-03-19 ~ 2018-03-20
산업통상자원부 국가기술표준원 | 구창환 | 평가사보 | 2015-09-08 ~ 2018-09-07
한국교통대학교 | 이상민 | 평가사 | 2025-01-10 ~ 2028-01-09 | 2026-02-02 ~ 2026-02-04
한국철도기술연구원 | 배창한 | 선임평가사 | 2024-11-13 ~ 2027-11-12 | 2026-01-13 ~ 2026-01-15
창업준비중 | 박종문 | 평가사보 | 2015-07-30 ~ 2018-07-29 | 2015-10-30 ~ 2015-10-31
(재)경남테크노파크 | 김주찬 | 평가사 | 2025-06-30 ~ 2028-06-29 | 2025-08-06 ~ 2025-08-08
국가기술표준원 | 김원석 | 평가사 | 2015-06-09 ~ 2018-06-08 | 2016-10-24 ~ 2016-10-26
오텍캐리어(주) 기술연구소 | 정원재 | 평가사 | 2024-05-09 ~ 2027-05-08 | 2026-03-11 ~ 2026-03-12
국가기술표준원 | 정민화 | 평가사보 | 2014-12-31 ~ 2017-12-30
주식회사 이알에스코리아 | 김기곤 | 평가사 | 2024-08-22 ~ 2027-08-21 | 2026-01-12 ~ 2026-01-17
국가기술표준원 | 배승호 | 평가사보 | 2015-06-19 ~ 2018-06-18
한국광기술원 | 홍용표 | 평가사 | 2023-05-17 ~ 2026-05-16 | 2026-02-11 ~ 2026-02-12
한국공학대학교 | 천기관 | 선임평가사 | 2023-11-08 ~ 2026-11-07 | 2026-03-25 ~ 2026-03-26
한국인정지원센터 | 한섭 | 평가사 | 2026-03-09 ~ 2029-03-08 | 2024-07-29 ~ 2024-07-31
한국기계전기전자시험연구원 | 박창용 | 평가사 | 2025-04-22 ~ 2028-04-21 | 2024-09-11 ~ 2024-09-12
대림대학교 | 설순권 | 평가사 | 2022-04-04 ~ 2025-04-03 | 2025-02-12 ~ 2025-02-13
한국화학융합시험연구원 | 성관영 | 평가사 | 2024-10-30 ~ 2027-10-29 | 2019-10-24 ~ 2019-10-25
코웨이 (주) | 양상열 | 평가사 | 2020-04-27 ~ 2023-04-26 | 2014-11-18 ~ 2014-11-19
한국자동차연구원 | 김준원 | 선임평가사 | 2025-06-05 ~ 2028-06-04 | 2026-04-15 ~ 2026-04-16
알앤티씨 | 김종인 | 평가사보 | 2020-07-27 ~ 2023-07-26 | 2020-10-19 ~ 2020-10-20
한국화학융합시험연구원 | 박광호 | 선임평가사 | 2024-10-16 ~ 2027-10-15 | 2026-01-28 ~ 2026-01-30
(재)한국기계전기전자시험연구원 | 홍민철 | 평가사 | 2024-08-22 ~ 2027-08-21 | 2026-03-04 ~ 2026-03-05
한국건설생활환경시험연구원(KCL) | 조희곤 | 평가사 | 2023-09-20 ~ 2026-09-19 | 2026-01-07 ~ 2026-01-08
주식회사 에이치시티 | 이정호 | 평가사 | 2023-05-31 ~ 2026-05-30 | 2026-02-09 ~ 2026-02-10
(주)디티앤씨 | 남택주 | 평가사보 | 2011-02-08 ~ 2014-02-07
한국표준연구소 | 최재혁 | 평가사 | 2024-05-09 ~ 2027-05-08 | 2026-01-12 ~ 2026-01-17
한국건설생활환경시험연구원(KCL) | 류호철 | 선임평가사 | 2024-06-27 ~ 2027-06-26 | 2026-04-22 ~ 2026-04-23
구미전자정보기술원 | 김태형 | 평가사 | 2026-03-09 ~ 2029-03-08 | 2026-01-20 ~ 2026-01-20
에너지인증연구소 | 이승갑 | 선임평가사 | 2023-12-07 ~ 2026-12-06 | 2026-01-20 ~ 2026-01-20
주식회사 셈 | 권혁상 | 선임평가사 | 2025-08-26 ~ 2028-08-25 | 2026-04-15 ~ 2026-04-17
한국건설가설협회 | 황경용 | 평가사 | 2023-08-22 ~ 2026-08-21 | 2026-01-13 ~ 2026-01-15
한국기계전기전자시험연구원 | 최홍순 | 평가사 | 2020-06-15 ~ 2023-06-14 | 2016-06-01 ~ 2016-06-02
한국산업기술시험원 | 강호우 | 평가사보 | 2010-04-09 ~ 2013-04-08
| 정봉하 | 평가사 | 2024-11-28 ~ 2027-11-27 | 2024-07-29 ~ 2024-07-31
에코필드테크 | 최충현 | 평가사 | 2024-02-15 ~ 2027-02-14 | 2026-02-09 ~ 2026-02-10
반티바 코리아 | 박정호 | 선임평가사 | 2024-01-24 ~ 2027-01-23 | 2026-02-04 ~ 2026-02-04
(주)한국코아엔지니어링 | 김명길 | 평가사
한국소방산업기술원 | 박찬원 | 평가사 | 2025-01-10 ~ 2028-01-09 | 2026-02-24 ~ 2026-02-25
기술표준원 | 차재현 | 평가사보 |  | 2015-06-22 ~ 2015-06-23
티유브이슈드코리아 | 김영준 | 평가사
한국기계전기전자시험연구원 | 박덕우 | 선임평가사 | 2025-06-05 ~ 2028-06-04 | 2026-03-23 ~ 2026-03-25
한국산업기술시험원 | 최준영 | 평가사
(주)디투엔지니어링 | 장영오 | 평가사보 | 2009-03-10 ~ 2012-03-09 | 2010-10-11 ~ 2010-10-12
한국기계전기전자시험연구원 | 윤종경 | 평가사 | 2024-08-22 ~ 2027-08-21 | 2025-10-15 ~ 2025-10-17
한국전기안전공사 | 김용진 | 평가사 | 2020-02-07 ~ 2023-02-06 | 2021-06-10 ~ 2021-06-11
인써티 코퍼레이션 | 최진우 | 평가사 | 2023-11-08 ~ 2026-11-07 | 2026-02-09 ~ 2026-02-11
한국정보통신기술협회 | 이심석 | 선임평가사 | 2023-12-07 ~ 2026-12-06 | 2026-02-09 ~ 2026-02-10
에프피씨씨 | 강봉철 | 평가사 | 2023-11-08 ~ 2026-11-07 | 2018-07-10 ~ 2018-07-13
한국계량측정협회 | 안광희 | 평가사 | 2024-06-27 ~ 2027-06-26 | 2026-04-28 ~ 2026-04-29
에이치피엠(주) | 한권수 | 평가사 | 2025-09-23 ~ 2028-09-22 | 2024-09-10 ~ 2024-09-12
- | 권성원 | 평가사 | 2022-11-09 ~ 2025-11-08 | 2022-01-12 ~ 2022-01-22
기술표준원 | 김상구 | 평가사보 | 2008-03-28 ~ 2011-03-27 | 2009-10-27 ~ 2009-10-28
RTS | 최덕현 | 선임평가사 | 2020-07-13 ~ 2021-09-05 | 2021-08-12 ~ 2021-08-13
미래창조과학부 | 노영식 | 평가사보 | 2009-02-19 ~ 2012-02-18
국가기술표준원 | 장혁조 | 선임평가사 | 2015-02-16 ~ 2018-02-15 | 2008-06-24 ~ 2008-06-24
국립부경대학교 | 이철규 | 선임평가사 | 2012-07-31 ~ 2015-07-30 | 2015-12-03 ~ 2015-12-04
크레비즈인증원 | 권오택 | 선임평가사 | 2026-03-09 ~ 2029-03-08 | 2025-09-10 ~ 2025-09-17
홍창기술 | 최현석 | 선임평가사 | 2026-03-09 ~ 2029-03-08 | 2026-03-04 ~ 2026-03-06
한국시험교정기술원 | 강웅택 | 평가사 | 2023-04-05 ~ 2026-04-04 | 2024-12-19 ~ 2024-12-20
주식회사 한시스템 | 한정수 | 선임평가사 | 2025-12-18 ~ 2028-12-17 | 2026-04-21 ~ 2026-04-23
스탠다드플러스 | 김승현 | 평가사 | 2021-05-11 ~ 2024-05-10 | 2022-07-18 ~ 2022-07-19
(주)제이엔엠코리아 | 이태광 | 선임평가사 | 2025-11-12 ~ 2028-11-11 | 2026-04-09 ~ 2026-04-10
(주)인스펙 기술사사무소 | 박경환 | 선임평가사 | 2024-03-19 ~ 2027-03-18 | 2026-04-28 ~ 2026-04-30
코리아인스트루먼트(주) | 최한석 | 평가사 | 2025-01-10 ~ 2028-01-09 | 2025-10-15 ~ 2025-10-17
지에스랩 | 조도현 | 선임평가사 | 2024-03-19 ~ 2027-03-18 | 2026-01-26 ~ 2026-01-28
국가기술표준원 | 양희찬 | 평가사보 | 2015-02-16 ~ 2018-02-15 | 2010-03-25 ~ 2010-03-26

## 03.011
회사/기관명 | 성명 | 평가사구분 | 유효기간 | 현장평가 | 평가점수 | 순위 | 비고
피엔에스 | 최혁준 | 평가사보 | 2025-08-26 ~ 2028-08-25 | 2026-04-15 ~ 2026-04-17
부산지방식품의약품안전청 | 이재원 | 평가사보 | 2025-10-13 ~ 2028-10-12 | 2025-12-15 ~ 2025-12-16
LG전자(주) | 주창현 | 평가사보 | 2025-09-23 ~ 2028-09-22 | 2026-03-10 ~ 2026-03-11
LS Automotive | 김동영 | 평가사보 | 2025-09-23 ~ 2028-09-22
(재)대구기계부품연구원 | 김종우 | 평가사보 | 2025-10-13 ~ 2028-10-12
오송첨단의료산업진흥재단 | 이철현 | 평가사보 | 2025-08-08 ~ 2028-08-07 | 2026-01-28 ~ 2026-01-30
한국건설생활환경시험연구원 | 옥승민 | 평가사보 | 2025-06-05 ~ 2028-06-04 | 2026-03-25 ~ 2026-03-27
현대모비스(주) | 이수동 | 평가사보 | 2024-10-30 ~ 2027-10-29
(주)엘티에이 | 신영규 | 평가사보 | 2024-10-30 ~ 2027-10-29 | 2025-09-29 ~ 2025-09-30
한국산업기술시험원 | 박형관 | 평가사보 | 2024-10-16 ~ 2027-10-15 | 2025-11-03 ~ 2025-11-05
한국기계전기전자시험연구원 | 최영하 | 평가사보 | 2024-06-27 ~ 2027-06-26 | 2026-01-22 ~ 2026-01-23
한국생산기술연구원 | 김연수 | 평가사보 | 2024-06-27 ~ 2027-06-26 | 2026-02-04 ~ 2026-02-06
(주)디티앤씨 | 성호섭 | 평가사 | 2023-06-28 ~ 2026-06-27 | 2025-11-24 ~ 2025-11-25
한국산업기술시험원 | 권진욱 | 평가사보 | 2023-04-19 ~ 2026-04-18 | 2026-03-03 ~ 2026-03-05
LG전자 | 이성규 | 평가사보 | 2026-03-09 ~ 2029-03-08 | 2025-05-20 ~ 2025-05-21
씨에스엘코리아 주식회사 | 진현섭 | 평가사보 | 2022-10-12 ~ 2025-10-11 | 2025-06-18 ~ 2025-06-19
한국전기연구원 | 김선호 | 평가사 | 2025-08-26 ~ 2028-08-25 | 2025-11-24 ~ 2025-11-26
한국산업기술시험원 | 사재훈 | 평가사보 | 2025-03-11 ~ 2028-03-10 | 2025-11-13 ~ 2025-11-14
주식회사 씨엠씨엘 | 최문철 | 평가사 | 2025-11-12 ~ 2028-11-11 | 2026-02-09 ~ 2026-02-11
(주)레보랩 | 손홍엽 | 평가사보 | 2025-03-11 ~ 2028-03-10 | 2025-11-26 ~ 2025-11-28
(주)네오스라이트 | 윤동현 | 평가사 | 2025-01-10 ~ 2028-01-09 | 2026-04-14 ~ 2026-04-15
한국화학융합시험연구원 | 이근형 | 평가사보 | 2025-11-12 ~ 2028-11-11 | 2026-02-02 ~ 2026-02-04
LG전자(주) | 장지성 | 평가사보 | 2025-01-10 ~ 2028-01-09
(재)광주테크노파크 | 문민중 | 평가사보 | 2024-08-09 ~ 2027-08-08 | 2024-02-22 ~ 2024-02-23
현대자동차_남양연구소 | 이헌수 | 평가사보 | 2021-05-11 ~ 2024-05-10 | 2023-11-08 ~ 2023-11-10
국가기술표준원 | 이금 | 평가사보 | 2021-02-04 ~ 2024-02-03 | 2023-10-26 ~ 2023-10-26
경북자동차임베디드연구원 | 김상민 | 평가사보 | 2023-06-14 ~ 2026-06-13 | 2024-06-27 ~ 2024-06-28
(주)유씨에스 | 이기원 | 평가사 | 2024-06-27 ~ 2027-06-26 | 2026-02-02 ~ 2026-02-04
(재)한국기계전기전자시험연구원 | 주창기 | 평가사 | 2023-12-21 ~ 2026-12-20 | 2025-11-25 ~ 2025-11-27
국가기술표준원 | 박순영 | 평가사보 | 2020-12-28 ~ 2023-12-27 | 2022-10-18 ~ 2022-10-20
국민대학교 | 전찬원 | 평가사 | 2023-05-03 ~ 2026-05-02 | 2026-01-22 ~ 2026-01-23
한국조선해양기자재연구원 | 박세훈 | 평가사보 | 2023-04-05 ~ 2026-04-04 | 2025-09-15 ~ 2025-09-17
한국전파진흥협회 | 강환범 | 평가사 | 2023-03-22 ~ 2026-03-21 | 2025-07-29 ~ 2025-07-31
주식회사 피씨에이 | 여석광 | 평가사 | 2026-03-09 ~ 2029-03-08 | 2025-12-16 ~ 2025-12-17
경북자동차임베디드연구원 | 배준학 | 평가사 | 2023-02-08 ~ 2026-02-07 | 2025-11-24 ~ 2025-11-26
국가기술표준원 | 조형민 | 평가사보 | 2019-11-18 ~ 2022-11-17
한국조선해양기자재연구원 | 최봉열 | 평가사보 | 2024-11-28 ~ 2027-11-27 | 2025-09-30 ~ 2025-10-01
(재)FITI시험연구원 | 신국선 | 평가사 | 2024-08-09 ~ 2027-08-08 | 2026-04-08 ~ 2026-04-10
(재)경남테크노파크 | 박수훈 | 평가사 | 2026-02-13 ~ 2029-02-12 | 2026-02-23 ~ 2026-02-24
(재)대구기계부품연구원 | 이주민 | 평가사 | 2023-09-20 ~ 2026-09-19 | 2026-02-09 ~ 2026-02-11
공군 제83정보통신정비창 | 박찬수 | 평가사보 | 2025-08-26 ~ 2028-08-25 | 2024-09-04 ~ 2024-09-06
(재)한국건설생활환경시험연구원 | 조상묵 | 평가사보 | 2022-03-04 ~ 2025-03-03
(주)엘오티베큠 | 유종걸 | 평가사보 | 2020-07-13 ~ 2023-07-12
케이엠파트너스 | 이광민 | 평가사 | 2019-06-11 ~ 2022-06-10 | 2021-07-28 ~ 2021-07-29
국가기술표준원 | 김용득 | 평가사 | 2019-01-04 ~ 2022-01-03 | 2019-09-24 ~ 2019-09-25
LG전자(주) | 옥준걸 | 평가사보 | 2019-05-13 ~ 2022-05-12 | 2019-07-11 ~ 2019-07-12
한국화학융합시험연구원 | 이상익 | 평가사 | 2025-07-18 ~ 2028-07-17 | 2025-11-03 ~ 2025-11-05
한국에너지기기산업진흥회 | 유인목 | 평가사 | 2024-11-13 ~ 2027-11-12 | 2026-02-09 ~ 2026-02-11
주식회사 레보텍 | 이성재 | 평가사 | 2024-03-04 ~ 2027-03-03 | 2025-08-20 ~ 2025-08-21
한국심사자격인증원 | 윤기환 | 평가사 | 2018-04-12 ~ 2021-04-11 | 2019-04-29 ~ 2019-05-01
국방기술품질원 | 허진구 | 평가사보 | 2018-04-26 ~ 2021-04-25 | 2019-03-27 ~ 2019-03-29
씨에스에이그룹코리아(유) | 정재훈 | 평가사 | 2024-03-04 ~ 2027-03-03 | 2023-04-19 ~ 2023-04-21
재단법인 충북테크노파크 | 최영 | 평가사 | 2025-04-22 ~ 2028-04-21 | 2025-11-13 ~ 2025-11-14
방위사업청 | 권오성 | 평가사보
한국조선해양기자재연구원 | 김종우 | 평가사보 | 2017-11-14 ~ 2020-11-13 | 2019-11-14 ~ 2019-11-15
방위사업청 | 임주연 | 평가사보
LG 전자 | 이종대 | 선임평가사 | 2023-11-08 ~ 2026-11-07 | 2026-02-11 ~ 2026-02-12
국방과학연구소 | 고석 | 평가사보 | 2017-09-20 ~ 2020-09-19 | 2018-11-01 ~ 2018-11-02
(재)한국화학융합시험연구원 | 김진태 | 평가사보 | 2017-03-13 ~ 2020-03-12 | 2017-04-24 ~ 2017-04-26
한국로봇산업진흥원 | 우종운 | 평가사 | 2023-10-25 ~ 2026-10-24 | 2026-01-06 ~ 2026-01-08
국방과학연구소 | 강전필 | 선임평가사 | 2025-09-23 ~ 2028-09-22 | 2026-04-01 ~ 2026-04-01
수원시 | 장호철 | 평가사보 | 2016-11-24 ~ 2019-11-23 | 2018-12-06 ~ 2018-12-07
국가기술표준원 | 성향숙 | 평가사보 | 2016-08-23 ~ 2019-08-22
한국자동차연구원 | 최범진 | 평가사 | 2025-08-08 ~ 2028-08-07 | 2026-02-04 ~ 2026-02-06
(주)스페이스앤빈 | 정한규 | 평가사 | 2023-09-20 ~ 2026-09-19 | 2026-03-10 ~ 2026-03-11
쎄테콤 | 박의순 | 평가사 | 2025-08-26 ~ 2028-08-25 | 2025-12-16 ~ 2025-12-17
현대로템(주) | 여성재 | 평가사 | 2023-11-08 ~ 2026-11-07 | 2025-06-26 ~ 2025-06-27
(주)케이이알 | 진정희 | 평가사 | 2024-04-16 ~ 2027-04-15 | 2025-11-24 ~ 2025-11-25
산업통상자원부 국가기술표준원 | 구창환 | 평가사보 | 2015-09-08 ~ 2018-09-07
한국교통대학교 | 이상민 | 평가사 | 2025-01-10 ~ 2028-01-09 | 2026-02-02 ~ 2026-02-04
(재)부산테크노파크 | 김성진 | 평가사 | 2024-08-22 ~ 2027-08-21 | 2026-03-09 ~ 2026-03-11
국가기술표준원 | 김원석 | 평가사 | 2015-06-09 ~ 2018-06-08 | 2016-10-24 ~ 2016-10-26
(주)디티앤씨 | 이명규 | 평가사 | 2024-07-18 ~ 2027-07-17 | 2017-11-15 ~ 2017-11-17
지능형자동차부품진흥원 | 조효증 | 평가사 | 2023-12-07 ~ 2026-12-06 | 2026-01-06 ~ 2026-01-08
대구기계부품연구원 | 서헌욱 | 평가사 | 2023-08-22 ~ 2026-08-21 | 2026-02-04 ~ 2026-02-06
국가기술표준원 | 배승호 | 평가사보 | 2015-06-19 ~ 2018-06-18
한국인정지원센터 | 한섭 | 평가사 | 2026-03-09 ~ 2029-03-08 | 2024-07-29 ~ 2024-07-31
(재)한국인정지원센터 | 정우덕 | 선임평가사 | 2023-01-19 ~ 2026-01-18 | 2025-06-12 ~ 2025-06-13
| 박현주 | 평가사 | 2024-03-04 ~ 2027-03-03 | 2024-11-20 ~ 2024-11-22
국방신속획득기술연구원 | 김필수 | 평가사보 | 2024-03-04 ~ 2027-03-03 | 2013-09-25 ~ 2013-09-26
한국산업기술시험원 | 윤상욱 | 평가사 | 2023-09-06 ~ 2026-09-05 | 2025-08-18 ~ 2025-08-19
방위사업청 | 신승철 | 평가사보 | 2013-05-03 ~ 2016-05-02 | 2013-11-05 ~ 2013-11-06
대림대학교 | 설순권 | 평가사 | 2022-04-04 ~ 2025-04-03 | 2025-02-12 ~ 2025-02-13
(주)씨티케이 | 신동규 | 평가사 | 2025-06-30 ~ 2028-06-29 | 2026-02-09 ~ 2026-02-10
한국화학융합시험연구원 | 성관영 | 평가사 | 2024-10-30 ~ 2027-10-29 | 2019-10-24 ~ 2019-10-25
코웨이 (주) | 양상열 | 평가사 | 2020-04-27 ~ 2023-04-26 | 2014-11-18 ~ 2014-11-19
방위사업청 | 이형준 | 평가사 | 2025-02-17 ~ 2028-02-16 | 2015-07-27 ~ 2015-07-29
마이크로인피니티 | 이동희 | 선임평가사 | 2023-04-19 ~ 2026-04-18 | 2026-01-26 ~ 2026-01-28
한국자동차연구원 | 김준원 | 선임평가사 | 2025-06-05 ~ 2028-06-04 | 2026-04-15 ~ 2026-04-16
(재)한국기계전기전자시험연구원 | 김영대 | 평가사 | 2022-01-28 ~ 2025-01-27 | 2014-04-09 ~ 2014-04-11
LG전자 | 차용성 | 평가사 | 2016-01-20 ~ 2019-01-19 | 2018-05-23 ~ 2018-05-24
해병대사령부 전투모의센터 | 이병학 | 평가사 | 2018-08-20 ~ 2021-08-19 | 2018-04-05 ~ 2018-04-07
한국항공우주산업 | 김대홍 | 평가사보 | 2013-01-14 ~ 2016-01-13 | 2015-02-11 ~ 2015-02-13
한국건설생활환경시험연구원(KCL) | 조희곤 | 평가사 | 2023-09-20 ~ 2026-09-19 | 2026-01-07 ~ 2026-01-08
(재)부산테크노파크 | 김호진 | 평가사보 | 2024-08-09 ~ 2027-08-08 | 2025-03-25 ~ 2025-03-27
(재)부산테크노파크 | 변정섭 | 평가사보 | 2011-04-27 ~ 2014-04-26
(주)한국기술연구소 | 송승현 | 평가사 | 2025-01-10 ~ 2028-01-09 | 2026-02-09 ~ 2026-02-11
에이오씨 | 김형철 | 평가사 | 2024-01-24 ~ 2027-01-23 | 2026-04-14 ~ 2026-04-15
구미전자정보기술원 | 김태형 | 평가사 | 2026-03-09 ~ 2029-03-08 | 2026-01-20 ~ 2026-01-20
에스아이오티(주) | 김남식 | 평가사 | 2024-11-13 ~ 2027-11-12 | 2025-11-26 ~ 2025-11-27
(주)큐에스 | 이수원 | 선임평가사 | 2024-10-30 ~ 2027-10-29 | 2026-04-13 ~ 2026-04-15
한국산업기술시험원 | 송태승 | 선임평가사 | 2024-10-30 ~ 2027-10-29 | 2025-11-11 ~ 2025-11-13
(주)씨티케이 (엘레멘트 코리아) | 박영준 | 평가사 | 2025-09-23 ~ 2028-09-22 | 2025-11-26 ~ 2025-11-28
한국기계전기전자시험연구원 | 최홍순 | 평가사 | 2020-06-15 ~ 2023-06-14 | 2016-06-01 ~ 2016-06-02
(주)피티엘 | 심민섭 | 평가사 | 2025-01-10 ~ 2028-01-09 | 2025-12-03 ~ 2025-12-05
반티바 코리아 | 박정호 | 선임평가사 | 2024-01-24 ~ 2027-01-23 | 2026-02-04 ~ 2026-02-04
한국전자파연구원 | 허권 | 평가사보
대전테크노파크 | 최상호 | 평가사 | 2018-02-13 ~ 2021-02-12 | 2020-05-20 ~ 2020-05-22
LIG넥스원 | 김경희 | 선임평가사 | 2024-05-09 ~ 2027-05-08 | 2025-10-15 ~ 2025-10-17
한국기계전기전자시험연구원 | 박덕우 | 선임평가사 | 2025-06-05 ~ 2028-06-04 | 2026-03-23 ~ 2026-03-25
범부처통합헬스케어협회 | 김희수 | 평가사 | 2025-11-12 ~ 2028-11-11 | 2025-07-14 ~ 2025-07-15
| 김경식 | 선임평가사 | 2023-12-07 ~ 2026-12-06 | 2025-11-24 ~ 2025-11-25
(주)에이치시티 | 박현우 | 평가사 | 2024-07-18 ~ 2027-07-17 | 2025-03-06 ~ 2025-03-07
(주)글로벌 EMH | 장태헌 | 평가사 | 2024-06-03 ~ 2027-06-02 | 2014-12-11 ~ 2014-12-12
부산 TP 품질경영지원실 | 송재만 | 평가사 | 2017-02-11 ~ 2020-02-10 | 2019-11-20 ~ 2019-12-13
(주)코스타 | 최기호 | 선임평가사 | 2005-10-24 ~ 2010-10-23 | 2010-09-30 ~ 2010-09-30
(주)싱크어스 | 최병오 | 평가사보 | 2009-02-19 ~ 2012-02-18 | 2011-04-04 ~ 2011-04-05
한국철도공사 연구원 | 하세용 | 평가사보 | 2009-02-19 ~ 2012-02-18
한국정보통신기술협회 | 이심석 | 선임평가사 | 2023-12-07 ~ 2026-12-06 | 2026-02-09 ~ 2026-02-10
기술표준원 | 허경일 | 평가사보 | 2008-07-21 ~ 2011-07-20 | 2009-12-28 ~ 2009-12-29
한국계량측정협회 | 안광희 | 평가사 | 2024-06-27 ~ 2027-06-26 | 2026-04-28 ~ 2026-04-29
한국기계전기전자시험연구원 | 김용성 | 평가사 | 2024-08-09 ~ 2027-08-08 | 2023-01-09 ~ 2023-01-11
에이치피엠(주) | 한권수 | 평가사 | 2025-09-23 ~ 2028-09-22 | 2024-09-10 ~ 2024-09-12
- | 권성원 | 평가사 | 2022-11-09 ~ 2025-11-08 | 2022-01-12 ~ 2022-01-22
(주)에스테크 | 이강민 | 평가사 | 2025-11-12 ~ 2028-11-11 | 2023-10-04 ~ 2023-10-06
국립부경대학교 | 이철규 | 선임평가사 | 2012-07-31 ~ 2015-07-30 | 2015-12-03 ~ 2015-12-04
산업표준기술원(주) | 임철호 | 선임평가사 | 2023-04-05 ~ 2026-04-04 | 2025-12-03 ~ 2025-12-05
한국시험교정기술원 | 강웅택 | 평가사 | 2023-04-05 ~ 2026-04-04 | 2024-12-19 ~ 2024-12-20
한국항공우주연구원 | 한상호 | 평가사 | 2017-06-20 ~ 2020-06-19 | 2018-12-03 ~ 2018-12-04
(주)에이치시티 | 박성욱 | 선임평가사 | 2025-04-02 ~ 2028-04-01 | 2025-11-26 ~ 2025-11-28
구미1대학 | 김태용
스탠다드플러스 | 김승현 | 평가사 | 2021-05-11 ~ 2024-05-10 | 2022-07-18 ~ 2022-07-19
(주)제이엔엠코리아 | 이태광 | 선임평가사 | 2025-11-12 ~ 2028-11-11 | 2026-04-09 ~ 2026-04-10
(주)인스펙 기술사사무소 | 박경환 | 선임평가사 | 2024-03-19 ~ 2027-03-18 | 2026-04-28 ~ 2026-04-30
(주)나이스인증원 | 박요한 | 선임평가사 | 2023-05-31 ~ 2026-05-30 | 2026-04-14 ~ 2026-04-15
국가기술표준원 | 양희찬 | 평가사보 | 2015-02-16 ~ 2018-02-15 | 2010-03-25 ~ 2010-03-26

## 03.013
회사/기관명 | 성명 | 평가사구분 | 유효기간 | 현장평가 | 평가점수 | 순위 | 비고
피엔에스 | 최혁준 | 평가사보 | 2025-08-26 ~ 2028-08-25 | 2026-04-15 ~ 2026-04-17
티유브이라인란드 코리아 | 황영열 | 평가사보 | 2025-09-23 ~ 2028-09-22 | 2026-03-04 ~ 2026-03-05
(재)한국기계전기전자시험연구원 | 한성필 | 평가사보 | 2025-07-18 ~ 2028-07-17 | 2026-01-15 ~ 2026-01-16
한국기계전기전자시험연구원 | 송화영 | 평가사보 | 2025-07-18 ~ 2028-07-17 | 2026-03-16 ~ 2026-03-18
한국건설생활환경시험연구원 | 옥승민 | 평가사보 | 2025-06-05 ~ 2028-06-04 | 2026-03-25 ~ 2026-03-27
한국산업기술시험원 | 김광민 | 평가사보 | 2025-07-18 ~ 2028-07-17 | 2026-02-09 ~ 2026-02-10
한국전기연구원 | 최익순 | 평가사보 | 2025-03-11 ~ 2028-03-10 | 2026-03-11 ~ 2026-03-12
한국기계전기전자시험연구원 | 최영하 | 평가사보 | 2024-06-27 ~ 2027-06-26 | 2026-01-22 ~ 2026-01-23
포항테크노파크 | 윤정한 | 평가사보 | 2024-06-27 ~ 2027-06-26 | 2026-03-25 ~ 2026-03-26
국가기술표준원 | 기현종 | 평가사보 | 2024-03-19 ~ 2027-03-18 | 2024-05-20 ~ 2024-05-22
한국광기술원 | 조미령 | 평가사보 | 2026-01-27 ~ 2029-01-26
한국전기연구원 | 김근용 | 평가사보 | 2023-12-07 ~ 2026-12-06
한국전기연구원 | 이상윤 | 평가사 | 2023-11-08 ~ 2026-11-07 | 2026-03-25 ~ 2026-03-26
국가기술표준원 | 최성환 | 평가사보 | 2023-10-25 ~ 2026-10-24
(재)한국기계전기전자시험연구원 | 윤진광 | 평가사보 | 2023-08-22 ~ 2026-08-21 | 2026-04-28 ~ 2026-04-29
(주)디티앤씨 | 차경수 | 평가사보 | 2023-07-13 ~ 2026-07-12 | 2026-04-14 ~ 2026-04-15
(주)트리마란 | 권정휘 | 평가사 | 2023-12-21 ~ 2026-12-20 | 2026-02-12 ~ 2026-02-13
(주)에너지인증연구소 | 서진수 | 평가사보 | 2023-08-09 ~ 2026-08-08
(재)한국화학융합시험연구원 | 박정기 | 평가사보 | 2025-06-05 ~ 2028-06-04 | 2026-04-21 ~ 2026-04-23
한국제품안전관리원 | 조희래 | 평가사 | 2024-02-15 ~ 2027-02-14 | 2026-03-19 ~ 2026-03-20
키엘연구원 | 배호준 | 평가사보 | 2024-08-22 ~ 2027-08-21 | 2025-11-05 ~ 2025-11-06
한국산업기술시험원 | 권진욱 | 평가사보 | 2023-04-19 ~ 2026-04-18 | 2026-03-03 ~ 2026-03-05
한국기계연구원 | 박태국 | 평가사 | 2023-04-05 ~ 2026-04-04 | 2026-01-07 ~ 2026-01-08
한국전기연구원 | 이경준 | 평가사보 | 2023-03-22 ~ 2026-03-21 | 2026-01-28 ~ 2026-01-30
원택 | 서진원 | 평가사 | 2023-03-22 ~ 2026-03-21 | 2025-11-20 ~ 2025-11-21
국립공주대학교 | 유병규 | 평가사보 | 2023-02-23 ~ 2026-02-22
(주)아이티시에스 | 박태관 | 평가사보 | 2023-04-05 ~ 2026-04-04
씨에스엘코리아 주식회사 | 진현섭 | 평가사보 | 2022-10-12 ~ 2025-10-11 | 2025-06-18 ~ 2025-06-19
한국기계전기전자시험연구원 | 김승주 | 평가사보 | 2025-08-08 ~ 2028-08-07 | 2025-12-10 ~ 2025-12-12
(주)에너지인증연구소 | 전병헌 | 평가사보 | 2023-05-03 ~ 2026-05-02 | 2025-01-16 ~ 2025-01-17
(재)한국화학융합시험연구원 | 김성호 | 평가사보 | 2022-09-28 ~ 2025-09-27 | 2025-09-09 ~ 2025-09-11
(재)한국화학융합시험연구원 | 두진석 | 평가사보 | 2022-09-28 ~ 2025-09-27 | 2024-12-16 ~ 2024-12-18
(재)한국화학융합시험연구원 | 김윤성 | 평가사보 | 2022-08-16 ~ 2025-08-15 | 2024-06-27 ~ 2024-06-28
한국화학융합시험연구원 | 노경호 | 평가사보 | 2025-05-14 ~ 2028-05-13 | 2025-04-15 ~ 2025-04-16
KTC | 박찬근 | 평가사보 | 2024-07-18 ~ 2027-07-17 | 2026-03-11 ~ 2026-03-12
한국산업기술시험원 | 지경준 | 평가사 | 2025-06-30 ~ 2028-06-29 | 2026-02-10 ~ 2026-02-11
키엘연구원 | 정희석 | 평가사보 | 2025-04-02 ~ 2028-04-01 | 2026-02-12 ~ 2026-02-13
한국기계전기전자시험연구원 | 고승현 | 평가사보 | 2025-10-13 ~ 2028-10-12 | 2026-04-08 ~ 2026-04-10
KOTITI시험연구원 | 안정현 | 평가사 | 2025-06-05 ~ 2028-06-04 | 2025-12-16 ~ 2025-12-17
한국산업기술시험원 | 박상호 | 평가사보 | 2022-01-28 ~ 2025-01-27 | 2024-02-22 ~ 2024-02-23
주식회사 씨엠씨엘 | 최문철 | 평가사 | 2025-11-12 ~ 2028-11-11 | 2026-02-09 ~ 2026-02-11
(주)네오스라이트 | 윤동현 | 평가사 | 2025-01-10 ~ 2028-01-09 | 2026-04-14 ~ 2026-04-15
호서대학교 산학협력단 | 임효재 | 평가사보 | 2022-01-28 ~ 2025-01-27 | 2024-12-03 ~ 2024-12-04
재단법인 키엘연구원 | 서정호 | 평가사보 | 2022-01-28 ~ 2025-01-27
두산에너빌리티(주) | 김영환 | 평가사보 | 2025-12-18 ~ 2028-12-17
주식회사 케이이에스 | 이강한 | 평가사 | 2025-05-14 ~ 2028-05-13 | 2026-03-04 ~ 2026-03-05
(재)인천테크노파크 | 박용준 | 평가사 | 2024-11-13 ~ 2027-11-12 | 2026-04-14 ~ 2026-04-15
LG전자(주) | 장지성 | 평가사보 | 2025-01-10 ~ 2028-01-09
(재)한국기계전기전자시험연구원 | 김형근 | 평가사 | 2024-06-03 ~ 2027-06-02 | 2026-02-10 ~ 2026-02-12
국가기술표준원 | 이금 | 평가사보 | 2021-02-04 ~ 2024-02-03 | 2023-10-26 ~ 2023-10-26
키엘연구원 | 김경인 | 평가사 | 2023-11-08 ~ 2026-11-07 | 2026-01-14 ~ 2026-01-16
주식회사 신록태양광에너지 | 이수열 | 평가사 | 2024-04-16 ~ 2027-04-15 | 2026-02-09 ~ 2026-02-11
도로교통공단 | 이대희 | 평가사 | 2024-10-16 ~ 2027-10-15 | 2026-04-15 ~ 2026-04-17
경북자동차임베디드연구원 | 배준학 | 평가사 | 2023-02-08 ~ 2026-02-07 | 2025-11-24 ~ 2025-11-26
국가기술표준원 | 조형민 | 평가사보 | 2019-11-18 ~ 2022-11-17
(재)한국건설생활환경시험연구원 | 조상묵 | 평가사보 | 2022-03-04 ~ 2025-03-03
(주)엘오티베큠 | 유종걸 | 평가사보 | 2020-07-13 ~ 2023-07-12
국가기술표준원 | 김용득 | 평가사 | 2019-01-04 ~ 2022-01-03 | 2019-09-24 ~ 2019-09-25
한국에너지기기산업진흥회 | 유인목 | 평가사 | 2024-11-13 ~ 2027-11-12 | 2026-02-09 ~ 2026-02-11
한국기계전기전자시험연구원 | 장세훈 | 평가사보 | 2025-08-26 ~ 2028-08-25 | 2026-02-11 ~ 2026-02-12
(주)피티엘 | 이준호 | 평가사 | 2024-07-18 ~ 2027-07-17 | 2026-04-21 ~ 2026-04-23
(재)키엘연구원 | 김정수 | 평가사보 | 2025-06-30 ~ 2028-06-29 | 2025-11-25 ~ 2025-11-26
한국자동차연구원 | 전광기 | 평가사 | 2025-01-10 ~ 2028-01-09 | 2026-01-15 ~ 2026-01-16
건설화재에너지연구원 | 김홍 | 선임평가사 | 2024-08-09 ~ 2027-08-08
한국심사자격인증원 | 윤기환 | 평가사 | 2018-04-12 ~ 2021-04-11 | 2019-04-29 ~ 2019-05-01
한국건설생활환경시험연구원 | 김동호 | 평가사보 | 2021-12-03 ~ 2024-12-02
주식회사 유로핀즈케이씨티엘 | 임성수 | 평가사 | 2024-02-15 ~ 2027-02-14 | 2026-01-26 ~ 2026-01-28
삼성전자 | 오도석 | 평가사 | 2025-04-22 ~ 2028-04-21 | 2026-02-02 ~ 2026-02-04
방위사업청 | 임주연 | 평가사보
유엘 게앰배하 한국지점 | 이진곤 | 평가사 | 2024-08-09 ~ 2027-08-08 | 2026-02-09 ~ 2026-02-11
(재)키엘연구원 | 정민우 | 평가사 | 2023-05-31 ~ 2026-05-30 | 2024-12-19 ~ 2024-12-20
한국산업기술시험원 | 김진수 | 평가사 | 2023-04-05 ~ 2026-04-04 | 2025-11-25 ~ 2025-11-26
한국산업기술시험원 | 이상곤 | 평가사 | 2024-05-09 ~ 2027-05-08 | 2026-02-09 ~ 2026-02-11
(재)한국화학융합시험연구원 | 김진태 | 평가사보 | 2017-03-13 ~ 2020-03-12 | 2017-04-24 ~ 2017-04-26
국제표준전략연구원 | 김학영 | 평가사 | 2023-05-31 ~ 2026-05-30 | 2025-10-23 ~ 2025-10-24
(재)승강기안전기술연구원 | 이명수 | 선임평가사 | 2023-07-13 ~ 2026-07-12 | 2026-03-11 ~ 2026-03-12
한국산업기술대학교산학협력단 전력저감센터 | 김석태 | 평가사보 | 2017-01-25 ~ 2020-01-24 | 2017-11-06 ~ 2017-11-08
부경대학교 산학협력단 해양 ICT융합기술센터 | 박승근 | 평가사보 | 2021-05-11 ~ 2024-05-10
(재)한국화학융합시험연구원 | 하선호 | 평가사 | 2023-07-26 ~ 2026-07-25 | 2022-07-21 ~ 2022-07-22
(재)키엘연구원 | 박종빈 | 평가사 | 2023-07-13 ~ 2026-07-12 | 2024-05-23 ~ 2024-05-24
(주)유씨에스 | 이용복 | 평가사 | 2023-07-13 ~ 2026-07-12 | 2026-04-08 ~ 2026-04-10
한국기계전기전자시험연구원 | 김정훈 | 평가사 | 2025-10-13 ~ 2028-10-12 | 2025-12-02 ~ 2025-12-04
(주)스페이스앤빈 | 정한규 | 평가사 | 2023-09-20 ~ 2026-09-19 | 2026-03-10 ~ 2026-03-11
(주)유씨에스 | 이군용 | 평가사보 | 2015-12-28 ~ 2018-12-27 | 2016-03-03 ~ 2016-03-05
CSA Group | 이성호 | 평가사보 | 2015-10-05 ~ 2018-10-04 | 2018-03-19 ~ 2018-03-20
한국철도기술연구원 | 이강원 | 평가사 | 2025-04-22 ~ 2028-04-21 | 2026-02-09 ~ 2026-02-11
한국철도기술연구원 | 배창한 | 선임평가사 | 2024-11-13 ~ 2027-11-12 | 2026-01-13 ~ 2026-01-15
키엘연구원 | 천석희 | 평가사 | 2024-03-19 ~ 2027-03-18 | 2023-04-03 ~ 2023-04-04
한국냉동공조인증센터 | 강희정 | 평가사보 | 2017-11-14 ~ 2020-11-13 | 2020-07-29 ~ 2020-07-31
한국항공우주연구원 | 이경재 | 선임평가사 | 2024-02-15 ~ 2027-02-14 | 2026-04-21 ~ 2026-04-23
(재)키엘연구원 | 전상규 | 평가사 | 2024-11-28 ~ 2027-11-27 | 2026-01-28 ~ 2026-01-30
국가기술표준원 | 김원석 | 평가사 | 2015-06-09 ~ 2018-06-08 | 2016-10-24 ~ 2016-10-26
오텍캐리어(주) 기술연구소 | 정원재 | 평가사 | 2024-05-09 ~ 2027-05-08 | 2026-03-11 ~ 2026-03-12
한국광기술원 | 김한필 | 평가사보 | 2015-07-02 ~ 2018-07-01 | 2017-08-31 ~ 2017-09-02
한국예술종합학교 | 김하동 | 선임평가사 | 2024-03-19 ~ 2027-03-18 | 2024-12-11 ~ 2024-12-12
(주)라이트로드 | 양신환 | 평가사 | 2025-11-12 ~ 2028-11-11 | 2025-12-16 ~ 2025-12-17
성균관대학교 | 박동춘 | 평가사보 | 2024-09-11 ~ 2027-09-10 | 2026-01-09 ~ 2026-01-10
주식회사 이알에스코리아 | 김기곤 | 평가사 | 2024-08-22 ~ 2027-08-21 | 2026-01-12 ~ 2026-01-17
한국화학융합시험연구원 | 권기진 | 선임평가사 | 2025-04-02 ~ 2028-04-01 | 2026-03-04 ~ 2026-03-05
한국에너지기기산업진흥회 | 강영각 | 평가사 | 2023-08-09 ~ 2026-08-08 | 2026-03-11 ~ 2026-03-12
주식회사 포톤웨이브 | 장상은 | 평가사 | 2024-10-16 ~ 2027-10-15 | 2026-01-21 ~ 2026-01-23
조달청 | 김택중 | 평가사 | 2024-11-28 ~ 2027-11-27 | 2025-12-03 ~ 2025-12-05
한국환경공단 | 임창인 | 평가사보 | 2026-01-27 ~ 2029-01-26 | 2026-04-20 ~ 2026-04-21
한국광기술원 | 홍용표 | 평가사 | 2023-05-17 ~ 2026-05-16 | 2026-02-11 ~ 2026-02-12
한국에너지기술연구원 | 정학근 | 평가사보 | 2014-10-07 ~ 2017-10-06 | 2017-06-15 ~ 2017-06-16
한국공학대학교 | 천기관 | 선임평가사 | 2023-11-08 ~ 2026-11-07 | 2026-03-25 ~ 2026-03-26
한국냉동공조인증센터 | 서정식 | 평가사보 | 2018-08-20 ~ 2021-08-19 | 2020-06-22 ~ 2020-06-23
(사)한국에너지진단협회 | 이우섭 | 평가사 | 2017-05-16 ~ 2020-05-15 | 2019-07-11 ~ 2019-07-12
한국인정지원센터 | 한섭 | 평가사 | 2026-03-09 ~ 2029-03-08 | 2024-07-29 ~ 2024-07-31
(재)한국인정지원센터 | 정우덕 | 선임평가사 | 2023-01-19 ~ 2026-01-18 | 2025-06-12 ~ 2025-06-13
한국건설생활환경시험연구원 | 김진선 | 평가사 | 2025-03-11 ~ 2028-03-10 | 2025-10-15 ~ 2025-10-17
한국기계전기전자시험연구원 | 박창용 | 평가사 | 2025-04-22 ~ 2028-04-21 | 2024-09-11 ~ 2024-09-12
방위사업청 | 김지태 | 평가사보 | 2020-07-27 ~ 2023-07-26 | 2017-05-10 ~ 2017-05-12
(주)씨티케이 | 신동규 | 평가사 | 2025-06-30 ~ 2028-06-29 | 2026-02-09 ~ 2026-02-10
한국화학융합시험연구원 | 성관영 | 평가사 | 2024-10-30 ~ 2027-10-29 | 2019-10-24 ~ 2019-10-25
코웨이 (주) | 양상열 | 평가사 | 2020-04-27 ~ 2023-04-26 | 2014-11-18 ~ 2014-11-19
한국정보통신기술협회 | 정상국 | 평가사 | 2025-11-12 ~ 2028-11-11 | 2025-09-25 ~ 2025-09-26
방위사업청 | 길태준 | 평가사 | 2024-11-13 ~ 2027-11-12 | 2026-04-28 ~ 2026-04-29
알앤티씨 | 김종인 | 평가사보 | 2020-07-27 ~ 2023-07-26 | 2020-10-19 ~ 2020-10-20
한국공학대학교 | 장홍순 | 선임평가사 | 2025-08-26 ~ 2028-08-25 | 2026-01-12 ~ 2026-01-17
한국광기술원 | 류재왕 | 평가사 | 2025-02-04 ~ 2028-02-03 | 2026-02-09 ~ 2026-02-10
한국정보통신기술협회 | 장광익 | 평가사 | 2024-02-15 ~ 2027-02-14 | 2025-02-17 ~ 2025-02-18
한국건설생활환경시험연구원 | 황선 | 선임평가사 | 2023-08-09 ~ 2026-08-08 | 2026-04-16 ~ 2026-04-17
(재)한국기계전기전자시험연구원 | 홍민철 | 평가사 | 2024-08-22 ~ 2027-08-21 | 2026-03-04 ~ 2026-03-05
한국건설생활환경시험연구원(KCL) | 조희곤 | 평가사 | 2023-09-20 ~ 2026-09-19 | 2026-01-07 ~ 2026-01-08
주식회사 에이치시티 | 이정호 | 평가사 | 2023-05-31 ~ 2026-05-30 | 2026-02-09 ~ 2026-02-10
한국화학융합시험연구원 | 고재준 | 평가사 | 2025-02-17 ~ 2028-02-16 | 2023-10-04 ~ 2023-10-06
(주)디티앤씨 | 남택주 | 평가사보 | 2011-02-08 ~ 2014-02-07
에이오씨 | 김형철 | 평가사 | 2024-01-24 ~ 2027-01-23 | 2026-04-14 ~ 2026-04-15
한국건설생활환경시험연구원(KCL) | 류호철 | 선임평가사 | 2024-06-27 ~ 2027-06-26 | 2026-04-22 ~ 2026-04-23
에너지인증연구소 | 이승갑 | 선임평가사 | 2023-12-07 ~ 2026-12-06 | 2026-01-20 ~ 2026-01-20
주식회사 셈 | 권혁상 | 선임평가사 | 2025-08-26 ~ 2028-08-25 | 2026-04-15 ~ 2026-04-17
| 정봉하 | 평가사 | 2024-11-28 ~ 2027-11-27 | 2024-07-29 ~ 2024-07-31
에코필드테크 | 최충현 | 평가사 | 2024-02-15 ~ 2027-02-14 | 2026-02-09 ~ 2026-02-10
(주)엔트리연구원 | 문식 | 평가사 | 2023-07-26 ~ 2026-07-25 | 2025-11-04 ~ 2025-11-06
한국산업기술시험원 | 최준영 | 평가사
부경대학교 | 류우찬 | 선임평가사 | 2021-12-27 ~ 2024-12-26 | 2023-02-20 ~ 2023-02-21
도로교통공단 | 김진현 | 평가사 | 2023-08-09 ~ 2026-08-08 | 2026-04-14 ~ 2026-04-15
(주)코스타 | 최기호 | 선임평가사 | 2005-10-24 ~ 2010-10-23 | 2010-09-30 ~ 2010-09-30
한국철도공사 연구원 | 하세용 | 평가사보 | 2009-02-19 ~ 2012-02-18
한국정보통신기술협회 | 이심석 | 선임평가사 | 2023-12-07 ~ 2026-12-06 | 2026-02-09 ~ 2026-02-10
한국계량측정협회 | 안광희 | 평가사 | 2024-06-27 ~ 2027-06-26 | 2026-04-28 ~ 2026-04-29
- | 권성원 | 평가사 | 2022-11-09 ~ 2025-11-08 | 2022-01-12 ~ 2022-01-22
한국건설생활환경시험연구원 | 지창민 | 평가사 | 2025-04-02 ~ 2028-04-01 | 2025-03-11 ~ 2025-03-13
한국기계전기전자시험연구원 | 이봉수 | 선임평가사 | 2025-06-05 ~ 2028-06-04 | 2026-02-12 ~ 2026-02-13
RTS | 최덕현 | 선임평가사 | 2020-07-13 ~ 2021-09-05 | 2021-08-12 ~ 2021-08-13
에너지관리공단 | 박흥곤 | 평가사보 | 2013-06-19 ~ 2016-06-18 | 2015-03-24 ~ 2015-03-24
국립부경대학교 | 이철규 | 선임평가사 | 2012-07-31 ~ 2015-07-30 | 2015-12-03 ~ 2015-12-04
홍창기술 | 최현석 | 선임평가사 | 2026-03-09 ~ 2029-03-08 | 2026-03-04 ~ 2026-03-06
(주)사람과안전 건설화재에너지연구원 | 김상명 | 선임평가사 | 2024-06-03 ~ 2027-06-02 | 2026-04-02 ~ 2026-04-04
주식회사 융합기술 | 임해용 | 평가사 | 2025-02-04 ~ 2028-02-03 | 2026-03-04 ~ 2026-03-05
고려대학교 세종캠퍼스 | 김종상 | 선임평가사 | 2024-06-03 ~ 2027-06-02 | 2026-01-06 ~ 2026-01-08
한국에너지기기산업진흥회 | 박경도 | 선임평가사 | 2020-04-27 ~ 2023-04-26 | 2014-11-10 ~ 2014-11-12
한국건설생활환경시험연구원 | 이상문 | 선임평가사 | 2024-03-04 ~ 2027-03-03 | 2025-05-13 ~ 2025-05-15
(주)제이엔엠코리아 | 이태광 | 선임평가사 | 2025-11-12 ~ 2028-11-11 | 2026-04-09 ~ 2026-04-10
(주)인스펙 기술사사무소 | 박경환 | 선임평가사 | 2024-03-19 ~ 2027-03-18 | 2026-04-28 ~ 2026-04-30
코리아인스트루먼트(주) | 최한석 | 평가사 | 2025-01-10 ~ 2028-01-09 | 2025-10-15 ~ 2025-10-17
(주)나이스인증원 | 박요한 | 선임평가사 | 2023-05-31 ~ 2026-05-30 | 2026-04-14 ~ 2026-04-15